## Ball Valve socket weld
BV1205 | L3FSWC-015mm | L&T | Ball Valve | IS0 17292 | ISO 7-1 | 15 | 2Way, 3pc, Full Bore, Floating | Bi-Directional | ASTM A 105 | Standard | ASTM A479 Type 316 | ASTM A351 Gr. CF8M / ASTM A182 Gr. F316 | PTFE | Socket - weld ends | PTFE | Class 800 | -20˚C | 180˚C | ISO 5208 | 198 | Water | 7 | Air | None | 1033 | 2128 | 2128 | 15 | 6.5 | 5.2 | 5.2 | 5.2 | 4.55 | 14 | 1047
BV1206 | L3RSWC-020mm | L&T | Ball Valve | IS0 17292 | ISO 7-1 | 20 | 2Way, 3pc, Regular Bore, Floating | Bi-Directional | ASTM A 105 | Standard | ASTM A479 Type 316 | ASTM A351 Gr. CF8M / ASTM A182 Gr. F316 | PTFE | Socket - weld ends | PTFE | Class 800 | -20˚C | 180˚C | ISO 5208 | 198 | Water | 7 | Air | None | 1066 | 2288 | 2288 | 20 | 6.5 | 5.2 | 5.2 | 5.2 | 4.55 | 14 | 1080
BV1207 | L3RSWC-025mm | L&T | Ball Valve | IS0 17292 | ISO 7-1 | 25 | 2Way, 3pc, Regular Bore, Floating | Bi-Directional | ASTM A 105 | Standard | ASTM A479 Type 316 | ASTM A351 Gr. CF8M / ASTM A182 Gr. F316 | PTFE | Socket - weld ends | PTFE | Class 800 | -20˚C | 180˚C | ISO 5208 | 198 | Water | 7 | Air | None | 1610 | 3335 | 3335 | 25 | 9 | 7.2 | 7.2 | 7.2 | 6.3 | 25 | 1635
BV1209 | L3RSWC-040mm | L&T | Ball Valve | IS0 17292 | ISO 7-1 | 40 | 2Way, 3pc, Regular Bore, Floating | Bi-Directional | ASTM A 105 | Standard | ASTM A479 Type 316 | ASTM A351 Gr. CF8M / ASTM A182 Gr. F316 | PTFE | Socket - weld ends | PTFE | Class 800 | -20˚C | 180˚C | ISO 5208 | 198 | Water | 7 | Air | None | 3237 | 6674 | 6674 | 40 | 13 | 10.4 | 10.4 | 10.4 | 9.1 | 52 | 3289
BV1210 | L3RSWC-050mm | L&T | Ball Valve | IS0 17292 | ISO 7-1 | 50 | 2Way, 3pc, Regular Bore, Floating | Bi-Directional | ASTM A 105 | Standard | ASTM A479 Type 316 | ASTM A351 Gr. CF8M / ASTM A182 Gr. F316 | PTFE | Socket - weld ends | PTFE | Class 800 | -20˚C | 180˚C | ISO 5208 | 198 | Water | 7 | Air | None | 4053 | 8367 | 8367 | 50 | 34 | 27.2 | 27.2 | 27.2 | 23.8 | 177 | 4230
BV1211 | L3FSWS-008mm | L&T | Ball Valve | IS0 17292 | ISO 7-1 | 8 | 2Way, 3pc, Full Bore, Floating | Bi-Directional | ASTM A 351 Gr. CF8M | Standard | ASTM A479 Type 316 | ASTM A351 Gr. CF8M / ASTM A182 Gr. F316 | PTFE | Socket - weld ends | PTFE | Class 800 | -20˚C | 180˚C | ISO 5208 | 198 | Water | 7 | Air | None | XX | XX | XX | 8 | 6.5 | 5.2 | 5.2 | 5.2 | 4.55 | XX | #VALUE!
BV1212 | L3FSWS-010mm | L&T | Ball Valve | IS0 17292 | ISO 7-1 | 10 | 2Way, 3pc, Full Bore, Floating | Bi-Directional | ASTM A 351 Gr. CF8M | Standard | ASTM A479 Type 316 | ASTM A351 Gr. CF8M / ASTM A182 Gr. F316 | PTFE | Socket - weld ends | PTFE | Class 800 | -20˚C | 180˚C | ISO 5208 | 198 | Water | 7 | Air | None | XX | XX | XX | 10 | 6.5 | 5.2 | 5.2 | 5.2 | 4.55 | XX | #VALUE!
BV1213 | L3FSWS-015mm | L&T | Ball Valve | IS0 17292 | ISO 7-1 | 15 | 2Way, 3pc, Full Bore, Floating | Bi-Directional | ASTM A 351 Gr. CF8M | Standard | ASTM A479 Type 316 | ASTM A351 Gr. CF8M / ASTM A182 Gr. F316 | PTFE | Socket - weld ends | PTFE | Class 800 | -20˚C | 180˚C | ISO 5208 | 198 | Water | 7 | Air | None | 1601 | 3351 | 3351 | 15 | 6.5 | 5.2 | 5.2 | 5.2 | 4.55 | 14 | 1615
BV1214 | L3RSWS-020mm | L&T | Ball Valve | IS0 17292 | ISO 7-1 | 20 | 2Way, 3pc, Regular Bore, Floating | Bi-Directional | ASTM A 351 Gr. CF8M | Standard | ASTM A479 Type 316 | ASTM A351 Gr. CF8M / ASTM A182 Gr. F316 | PTFE | Socket - weld ends | PTFE | Class 800 | -20˚C | 180˚C | ISO 5208 | 198 | Water | 7 | Air | None | 1673 | 3602 | 3602 | 20 | 6.5 | 5.2 | 5.2 | 5.2 | 4.55 | 14 | 1687
BV1215 | L3RSWS-025mm | L&T | Ball Valve | IS0 17292 | ISO 7-1 | 25 | 2Way, 3pc, Regular Bore, Floating | Bi-Directional | ASTM A 351 Gr. CF8M | Standard | ASTM A479 Type 316 | ASTM A351 Gr. CF8M / ASTM A182 Gr. F316 | PTFE | Socket - weld ends | PTFE | Class 800 | -20˚C | 180˚C | ISO 5208 | 198 | Water | 7 | Air | None | 2513 | 5637 | 5637 | 25 | 9 | 7.2 | 7.2 | 7.2 | 6.3 | 25 | 2538
BV1217 | L3RSWS-040mm | L&T | Ball Valve | IS0 17292 | ISO 7-1 | 40 | 2Way, 3pc, Regular Bore, Floating | Bi-Directional | ASTM A 351 Gr. CF8M | Standard | ASTM A479 Type 316 | ASTM A351 Gr. CF8M / ASTM A182 Gr. F316 | PTFE | Socket - weld ends | PTFE | Class 800 | -20˚C | 180˚C | ISO 5208 | 198 | Water | 7 | Air | None | 5269 | 11779 | 11779 | 40 | 13 | 10.4 | 10.4 | 10.4 | 9.1 | 52 | 5321
BV1218 | L3RSWS-050mm | L&T | Ball Valve | IS0 17292 | ISO 7-1 | 50 | 2Way, 3pc, Regular Bore, Floating | Bi-Directional | ASTM A 351 Gr. CF8M | Standard | ASTM A479 Type 316 | ASTM A351 Gr. CF8M / ASTM A182 Gr. F316 | PTFE | Socket - weld ends | PTFE | Class 800 | -20˚C | 180˚C | ISO 5208 | 198 | Water | 7 | Air | None | 6232 | 13576 | 13576 | 50 | 34 | 27.2 | 27.2 | 27.2 | 23.8 | 177 | 6409
BV1219 | L3FSWC-020mm | L&T | Ball Valve | IS0 17292 | ISO 7-1 | 20 | 2Way, 3pc, Full Bore, Floating | Bi-Directional | ASTM A 105 | Standard | ASTM A479 Type 316 | ASTM A351 Gr. CF8M / ASTM A182 Gr. F316 | PTFE | Socket - weld ends | PTFE | Class 800 | -20˚C | 180˚C | ISO 5208 | 198 | Water | 7 | Air | None | 1527 | 3195 | 3195 | 20 | 9 | 7.2 | 7.2 | 7.2 | 6.3 | 25 | 1552
BV1220 | L3FSWC-025mm | L&T | Ball Valve | IS0 17292 | ISO 7-1 | 25 | 2Way, 3pc, Full Bore, Floating | Bi-Directional | ASTM A 105 | Standard | ASTM A479 Type 316 | ASTM A351 Gr. CF8M / ASTM A182 Gr. F316 | PTFE | Socket - weld ends | PTFE | Class 800 | -20˚C | 180˚C | ISO 5208 | 198 | Water | 7 | Air | None | 1686 | 5076 | 5076 | 25 | 11 | 8.8 | 8.8 | 8.8 | 7.7 | 52 | 1738
BV1221 | L3FSWC-032mm | L&T | Ball Valve | IS0 17292 | ISO 7-1 | 32 | 2Way, 3pc, Full Bore, Floating | Bi-Directional | ASTM A 216 Gr. WCB | Standard | ASTM A479 Type 316 | ASTM A351 Gr. CF8M / ASTM A182 Gr. F316 | PTFE | Socket - weld ends | PTFE | Class 800 | -20˚C | 180˚C | ISO 5208 | 198 | Water | 7 | Air | None | 3676 | 7681 | 7681 | 32 | 30 | 24 | 24 | 24 | 21 | XX | #VALUE!
BV1222 | L3FSWC-040mm | L&T | Ball Valve | IS0 17292 | ISO 7-1 | 40 | 2Way, 3pc, Full Bore, Floating | Bi-Directional | ASTM A 105 | Standard | ASTM A479 Type 316 | ASTM A351 Gr. CF8M / ASTM A182 Gr. F316 | PTFE | Socket - weld ends | PTFE | Class 800 | -20˚C | 180˚C | ISO 5208 | 198 | Water | 7 | Air | None | 3853 | 8021 | 8021 | 40 | 34 | 27.2 | 27.2 | 27.2 | 23.8 | 177 | 4030
BV1223 | L3FSWC-050mm | L&T | Ball Valve | IS0 17292 | ISO 7-1 | 50 | 2Way, 3pc, Full Bore, Floating | Bi-Directional | ASTM A 105 | Standard | ASTM A479 Type 316 | ASTM A351 Gr. CF8M / ASTM A182 Gr. F316 | PTFE | Socket - weld ends | PTFE | Class 800 | -20˚C | 180˚C | ISO 5208 | 198 | Water | 7 | Air | None | 5683 | 12108 | 12108 | 50 | 44 | 35.2 | 35.2 | 35.2 | 30.8 | 180 | 5863
BV1224 | L3FSWS-020mm | L&T | Ball Valve | IS0 17292 | ISO 7-1 | 20 | 2Way, 3pc, Full Bore, Floating | Bi-Directional | ASTM A 351 Gr. CF8M | Standard | ASTM A479 Type 316 | ASTM A351 Gr. CF8M / ASTM A182 Gr. F316 | PTFE | Socket - weld ends | PTFE | Class 800 | -20˚C | 180˚C | ISO 5208 | 198 | Water | 7 | Air | None | 2421 | 5355 | 5355 | 20 | 9 | 7.2 | 7.2 | 7.2 | 6.3 | 25 | 2446
BV1225 | L3FSWS-025mm | L&T | Ball Valve | IS0 17292 | ISO 7-1 | 25 | 2Way, 3pc, Full Bore, Floating | Bi-Directional | ASTM A 351 Gr. CF8M | Standard | ASTM A479 Type 316 | ASTM A351 Gr. CF8M / ASTM A182 Gr. F316 | PTFE | Socket - weld ends | PTFE | Class 800 | -20˚C | 180˚C | ISO 5208 | 198 | Water | 7 | Air | None | 2549 | 9107 | 9107 | 25 | 11 | 8.8 | 8.8 | 8.8 | 7.7 | 52 | 2601
BV1226 | L3FSWS-032mm | L&T | Ball Valve | IS0 17292 | ISO 7-1 | 32 | 2Way, 3pc, Full Bore, Floating | Bi-Directional | ASTM A 351 Gr. CF8M | Standard | ASTM A479 Type 316 | ASTM A351 Gr. CF8M / ASTM A182 Gr. F316 | PTFE | Socket - weld ends | PTFE | Class 800 | -20˚C | 180˚C | ISO 5208 | 198 | Water | 7 | Air | None | 6223 | 13055 | 13055 | 32 | 30 | 24 | 24 | 24 | 21 | XX | #VALUE!
BV1227 | L3FSWS-040mm | L&T | Ball Valve | IS0 17292 | ISO 7-1 | 40 | 2Way, 3pc, Full Bore, Floating | Bi-Directional | ASTM A 351 Gr. CF8M | Standard | ASTM A479 Type 316 | ASTM A351 Gr. CF8M / ASTM A182 Gr. F316 | PTFE | Socket - weld ends | PTFE | Class 800 | -20˚C | 180˚C | ISO 5208 | 198 | Water | 7 | Air | None | 5635 | 12291 | 12291 | 40 | 34 | 27.2 | 27.2 | 27.2 | 23.8 | 177 | 5812
BV1228 | L3FSWS-050mm | L&T | Ball Valve | IS0 17292 | ISO 7-1 | 50 | 2Way, 3pc, Full Bore, Floating | Bi-Directional | ASTM A 351 Gr. CF8M | Standard | ASTM A479 Type 316 | ASTM A351 Gr. CF8M / ASTM A182 Gr. F316 | PTFE | Socket - weld ends | PTFE | Class 800 | -20˚C | 180˚C | ISO 5208 | 198 | Water | 7 | Air | None | 8185 | 18255 | 18255 | 50 | 44 | 35.2 | 35.2 | 35.2 | 30.8 | 180 | 8365
BV1528 | L3FSWSP-008mm | L&T | Ball Valve | IS0 17292 | ISO 7-1 | 8 | 2Way, 3pc, Full Bore, Floating | Bi-Directional | ASTM A 351 Gr. CF8M | Standard | ASTM A479 Type 316 | ASTM A351 Gr. CF8M / ASTM A182 Gr. F316 | Polyfil | Socket - weld ends | PTFE | Class 600 | -20˚C | 180˚C | ISO 5208 | 154 | Water | 6 | Air | None | XX | XX | XX | 9.6 | 7.8 | 6.24 | 6.24 | 6.24 | 5.46
BV1529 | L3FSWSP-010mm | L&T | Ball Valve | IS0 17292 | ISO 7-1 | 10 | 2Way, 3pc, Full Bore, Floating | Bi-Directional | ASTM A 351 Gr. CF8M | Standard | ASTM A479 Type 316 | ASTM A351 Gr. CF8M / ASTM A182 Gr. F316 | Polyfil | Socket - weld ends | PTFE | Class 600 | -20˚C | 180˚C | ISO 5208 | 154 | Water | 6 | Air | None | XX | XX | XX | 12 | 7.8 | 6.24 | 6.24 | 6.24 | 5.46
BV1530 | L3FSWSP-015mm | L&T | Ball Valve | IS0 17292 | ISO 7-1 | 15 | 2Way, 3pc, Full Bore, Floating | Bi-Directional | ASTM A 351 Gr. CF8M | Standard | ASTM A479 Type 316 | ASTM A351 Gr. CF8M / ASTM A182 Gr. F316 | Polyfil | Socket - weld ends | PTFE | Class 600 | -20˚C | 180˚C | ISO 5208 | 154 | Water | 6 | Air | None | 1623 | 3246 | 3246 | 18 | 7.8 | 6.24 | 6.24 | 6.24 | 5.46
BV1531 | L3RSWSP-020mm | L&T | Ball Valve | IS0 17292 | ISO 7-1 | 20 | 2Way, 3pc, Regular Bore, Floating | Bi-Directional | ASTM A 351 Gr. CF8M | Standard | ASTM A479 Type 316 | ASTM A351 Gr. CF8M / ASTM A182 Gr. F316 | Polyfil | Socket - weld ends | PTFE | Class 600 | -20˚C | 180˚C | ISO 5208 | 154 | Water | 6 | Air | None | 1695 | 3390 | 3390 | 24 | 7.8 | 6.24 | 6.24 | 6.24 | 5.46
BV1532 | L3RSWSP-025mm | L&T | Ball Valve | IS0 17292 | ISO 7-1 | 25 | 2Way, 3pc, Regular Bore, Floating | Bi-Directional | ASTM A 351 Gr. CF8M | Standard | ASTM A479 Type 316 | ASTM A351 Gr. CF8M / ASTM A182 Gr. F316 | Polyfil | Socket - weld ends | PTFE | Class 600 | -20˚C | 180˚C | ISO 5208 | 154 | Water | 6 | Air | None | 2552 | 5104 | 5104 | 30 | 10.8 | 8.64 | 8.64 | 8.64 | 7.56
BV1533 | L3RSWSP-032mm | L&T | Ball Valve | IS0 17292 | ISO 7-1 | 32 | 2Way, 3pc, Regular Bore, Floating | Bi-Directional | ASTM A 351 Gr. CF8M | Standard | ASTM A479 Type 316 | ASTM A351 Gr. CF8M / ASTM A182 Gr. F316 | Polyfil | Socket - weld ends | PTFE | Class 600 | -20˚C | 180˚C | ISO 5208 | 154 | Water | 6 | Air | None | XX | XX | XX | 38.4 | 19.2 | 15.36 | 15.36 | 15.36 | 13.44
BV1534 | L3RSWSP-040mm | L&T | Ball Valve | IS0 17292 | ISO 7-1 | 40 | 2Way, 3pc, Regular Bore, Floating | Bi-Directional | ASTM A 351 Gr. CF8M | Standard | ASTM A479 Type 316 | ASTM A351 Gr. CF8M / ASTM A182 Gr. F316 | Polyfil | Socket - weld ends | PTFE | Class 600 | -20˚C | 180˚C | ISO 5208 | 154 | Water | 6 | Air | None | 5353 | 10706 | 10706 | 48 | 15.6 | 12.48 | 12.48 | 12.48 | 10.92
BV1535 | L3RSWSP-050mm | L&T | Ball Valve | IS0 17292 | ISO 7-1 | 50 | 2Way, 3pc, Regular Bore, Floating | Bi-Directional | ASTM A 351 Gr. CF8M | Standard | ASTM A479 Type 316 | ASTM A351 Gr. CF8M / ASTM A182 Gr. F316 | Polyfil | Socket - weld ends | PTFE | Class 600 | -20˚C | 180˚C | ISO 5208 | 154 | Water | 6 | Air | None | 6517 | 13034 | 13034 | 60 | 40.8 | 32.64 | 32.64 | 32.64 | 28.56

## Valmet Actuator
Bare Actuator Code | Model | Make | Actuator Type | Action | Number of Springs | Pneumatic Supply Minimum | Pneumatic Supply Maximum | Control Pressure | Power Supply | Pneumatic Connection | Material | Actuator Orientation | Open to Close Time | Power Consumption | Enclosure Protection | Temperature Rating Deg C | Certification | Cost Rate (INR) | Act Lock | Name | Mail ID
PA1001 | RNP040DN00DA1GD | Neles (Valmet) | Pneumatic Rack & Pinion | Double Acting - 90° |  |  | 6.5 bar(g) |  |  | ¼" NPT | Aluminium + anodized (Only end caps are Powder coated) | Parallel to Pipe Line Axis |  |  |  | 0 to 80 | None | 2050 | XX | Deep Sarangdhar | deep.sarangdhar@valmet.com
PA1002 | RNP050DN00DA1GD | Neles (Valmet) | Pneumatic Rack & Pinion | Double Acting - 90° |  |  | 6.5 bar(g) |  |  | ¼" NPT | Aluminium + anodized (Only end caps are Powder coated) | Parallel to Pipe Line Axis |  |  |  | 0 to 80 | None | 2350 | XX
PA1003 | RNP063DN00DA1GD | Neles (Valmet) | Pneumatic Rack & Pinion | Double Acting - 90° |  |  | 6.5 bar(g) |  |  | ¼" NPT | Aluminium + anodized (Only end caps are Powder coated) | Parallel to Pipe Line Axis |  |  |  | 0 to 80 | None | 2680 | XX
PA1004 | RNP080DN00DA1GD | Neles (Valmet) | Pneumatic Rack & Pinion | Double Acting - 90° |  |  | 6.5 bar(g) |  |  | ¼" NPT | Aluminium + anodized (Only end caps are Powder coated) | Parallel to Pipe Line Axis |  |  |  | 0 to 80 | None | 3200 | XX
PA1005 | RNP090DN00DA1GD | Neles (Valmet) | Pneumatic Rack & Pinion | Double Acting - 90° |  |  | 6.5 bar(g) |  |  | ¼" NPT | Aluminium + anodized (Only end caps are Powder coated) | Parallel to Pipe Line Axis |  |  |  | 0 to 80 | None | 4600 | XX
PA1006 | RNP100DN00DA1GD | Neles (Valmet) | Pneumatic Rack & Pinion | Double Acting - 90° |  |  | 6.5 bar(g) |  |  | ¼" NPT | Aluminium + anodized (Only end caps are Powder coated) | Parallel to Pipe Line Axis |  |  |  | 0 to 80 | None | 5960 | XX
PA1007 | RNP110DN00DA1GD | Neles (Valmet) | Pneumatic Rack & Pinion | Double Acting - 90° |  |  | 6.5 bar(g) |  |  | ¼" NPT | Aluminium + anodized (Only end caps are Powder coated) | Parallel to Pipe Line Axis |  |  |  | 0 to 80 | None | 6910 | XX
PA1008 | RNP125DN00DA1GD | Neles (Valmet) | Pneumatic Rack & Pinion | Double Acting - 90° |  |  | 6.5 bar(g) |  |  | ¼" NPT | Aluminium + anodized (Only end caps are Powder coated) | Parallel to Pipe Line Axis |  |  |  | 0 to 80 | None | 8590 | XX
PA1009 | RNP150DN00DA1GD | Neles (Valmet) | Pneumatic Rack & Pinion | Double Acting - 90° |  |  | 6.5 bar(g) |  |  | ¼" NPT | Aluminium + anodized (Only end caps are Powder coated) | Parallel to Pipe Line Axis |  |  |  | 0 to 80 | None | 12870 | XX
PA1010 | RNP175DN00DA1GD | Neles (Valmet) | Pneumatic Rack & Pinion | Double Acting - 90° |  |  | 6.5 bar(g) |  |  | ¼" NPT | Aluminium + anodized (Only end caps are Powder coated) | Parallel to Pipe Line Axis |  |  |  | 0 to 80 | None | 23000 | XX
PA1011 | RNP200DN00DA1GD | Neles (Valmet) | Pneumatic Rack & Pinion | Double Acting - 90° |  |  | 6.5 bar(g) |  |  | ¼" NPT | Aluminium + anodized (Only end caps are Powder coated) | Parallel to Pipe Line Axis |  |  |  | 0 to 80 | None | 27310 | XX
PA1012 | RNP250DN00DA1GD | Neles (Valmet) | Pneumatic Rack & Pinion | Double Acting - 90° |  |  | 6.5 bar(g) |  |  | ¼" NPT | Aluminium + anodized (Only end caps are Powder coated) | Parallel to Pipe Line Axis |  |  |  | 0 to 80 | None | 45000 | XX
PA1013 | RNP300DN00DA1GD | Neles (Valmet) | Pneumatic Rack & Pinion | Double Acting - 90° |  |  | 6.5 bar(g) |  |  | ½" NPT | Aluminium + anodized (Only end caps are Powder coated) | Parallel to Pipe Line Axis |  |  |  | 0 to 80 | None | X | XX
PA1014 | RNP350DN00DA1GD | Neles (Valmet) | Pneumatic Rack & Pinion | Double Acting - 90° |  |  | 6.5 bar(g) |  |  | ½" NPT | Aluminium + anodized (Only end caps are Powder coated) | Parallel to Pipe Line Axis |  |  |  | 0 to 80 | None | X | XX
PA1016 | RNP40SR40CA1GD | Neles (Valmet) | Pneumatic Rack & Pinion | Spring Return - 90° |  |  | 6.5 bar(g) |  |  | ¼" NPT | Aluminium + anodized (Only end caps are Powder coated) | Parallel to Pipe Line Axis |  |  |  | 0 to 80 | None | X | XX
PA1019 | RNP50SR40CA1GD | Neles (Valmet) | Pneumatic Rack & Pinion | Spring Return - 90° |  |  | 6.5 bar(g) |  |  | ¼" NPT | Aluminium + anodized (Only end caps are Powder coated) | Parallel to Pipe Line Axis |  |  |  | 0 to 80 | None | 2450 | XX
PA1022 | RNP63SR40CA1GD | Neles (Valmet) | Pneumatic Rack & Pinion | Spring Return - 90° |  |  | 6.5 bar(g) |  |  | ¼" NPT | Aluminium + anodized (Only end caps are Powder coated) | Parallel to Pipe Line Axis |  |  |  | 0 to 80 | None | 3150 | XX
PA1025 | RNP80SR40CA1GD | Neles (Valmet) | Pneumatic Rack & Pinion | Spring Return - 90° |  |  | 6.5 bar(g) |  |  | ¼" NPT | Aluminium + anodized (Only end caps are Powder coated) | Parallel to Pipe Line Axis |  |  |  | 0 to 80 | None | 3570 | XX
PA1028 | RNP90SR40CA1GD | Neles (Valmet) | Pneumatic Rack & Pinion | Spring Return - 90° |  |  | 6.5 bar(g) |  |  | ¼" NPT | Aluminium + anodized (Only end caps are Powder coated) | Parallel to Pipe Line Axis |  |  |  | 0 to 80 | None | 5050 | XX
PA1031 | RNP100SR40CA1GD | Neles (Valmet) | Pneumatic Rack & Pinion | Spring Return - 90° |  |  | 6.5 bar(g) |  |  | ¼" NPT | Aluminium + anodized (Only end caps are Powder coated) | Parallel to Pipe Line Axis |  |  |  | 0 to 80 | None | 6650 | XX
PA1034 | RNP110SR40CA1GD | Neles (Valmet) | Pneumatic Rack & Pinion | Spring Return - 90° |  |  | 6.5 bar(g) |  |  | ¼" NPT | Aluminium + anodized (Only end caps are Powder coated) | Parallel to Pipe Line Axis |  |  |  | 0 to 80 | None | 8300 | XX
PA1037 | RNP125SR40CA1GD | Neles (Valmet) | Pneumatic Rack & Pinion | Spring Return - 90° |  |  | 6.5 bar(g) |  |  | ¼" NPT | Aluminium + anodized (Only end caps are Powder coated) | Parallel to Pipe Line Axis |  |  |  | 0 to 80 | None | 12220 | XX
PA1040 | RNP150SR40CA1GD | Neles (Valmet) | Pneumatic Rack & Pinion | Spring Return - 90° |  |  | 6.5 bar(g) |  |  | ¼" NPT | Aluminium + anodized (Only end caps are Powder coated) | Parallel to Pipe Line Axis |  |  |  | 0 to 80 | None | 21030 | XX
PA1043 | RNP175SR40CA1GD | Neles (Valmet) | Pneumatic Rack & Pinion | Spring Return - 90° |  |  | 6.5 bar(g) |  |  | ¼" NPT | Aluminium + anodized (Only end caps are Powder coated) | Parallel to Pipe Line Axis |  |  |  | 0 to 80 | None | 22320 | XX
PA1046 | RNP200SR40CA1GD | Neles (Valmet) | Pneumatic Rack & Pinion | Spring Return - 90° |  |  | 6.5 bar(g) |  |  | ¼" NPT | Aluminium + anodized (Only end caps are Powder coated) | Parallel to Pipe Line Axis |  |  |  | 0 to 80 | None | 31500 | XX
PA1049 | RNP250SR40CA1GD | Neles (Valmet) | Pneumatic Rack & Pinion | Spring Return - 90° |  |  | 6.5 bar(g) |  |  | ¼" NPT | Aluminium + anodized (Only end caps are Powder coated) | Parallel to Pipe Line Axis |  |  |  | 0 to 80 | None | 42720 | XX
PA1052 | RNP300SR40CA1GD | Neles (Valmet) | Pneumatic Rack & Pinion | Spring Return - 90° |  |  | 6.5 bar(g) |  |  | ½" NPT | Aluminium + anodized (Only end caps are Powder coated) | Parallel to Pipe Line Axis |  |  |  | 0 to 80 | None | 75200 | XX
PA1055 | RNP350SR40CA1GD | Neles (Valmet) | Pneumatic Rack & Pinion | Spring Return - 90° |  |  | 6.5 bar(g) |  |  | ½" NPT | Aluminium + anodized (Only end caps are Powder coated) | Parallel to Pipe Line Axis |  |  |  | 0 to 80 | None | X | XX
PA1113 | RNP040DN00DA1GD | Neles (Valmet) | Pneumatic Rack & Pinion | Double Acting - 90° |  |  | 6.5 bar(g) |  |  | ¼" NPT | Aluminium + anodized (Only end caps are Powder coated) | Perpendicular to Pipe Line Axis |  |  |  | 0 to 80 | None | 2050 | XX
PA1114 | RNP050DN00DA1GD | Neles (Valmet) | Pneumatic Rack & Pinion | Double Acting - 90° |  |  | 6.5 bar(g) |  |  | ¼" NPT | Aluminium + anodized (Only end caps are Powder coated) | Perpendicular to Pipe Line Axis |  |  |  | 0 to 80 | None | 2350 | XX
PA1115 | RNP063DN00DA1GD | Neles (Valmet) | Pneumatic Rack & Pinion | Double Acting - 90° |  |  | 6.5 bar(g) |  |  | ¼" NPT | Aluminium + anodized (Only end caps are Powder coated) | Perpendicular to Pipe Line Axis |  |  |  | 0 to 80 | None | 2680 | XX
PA1116 | RNP080DN00DA1GD | Neles (Valmet) | Pneumatic Rack & Pinion | Double Acting - 90° |  |  | 6.5 bar(g) |  |  | ¼" NPT | Aluminium + anodized (Only end caps are Powder coated) | Perpendicular to Pipe Line Axis |  |  |  | 0 to 80 | None | 3200 | XX
PA1117 | RNP090DN00DA1GD | Neles (Valmet) | Pneumatic Rack & Pinion | Double Acting - 90° |  |  | 6.5 bar(g) |  |  | ¼" NPT | Aluminium + anodized (Only end caps are Powder coated) | Perpendicular to Pipe Line Axis |  |  |  | 0 to 80 | None | 4600 | XX
PA1118 | RNP100DN00DA1GD | Neles (Valmet) | Pneumatic Rack & Pinion | Double Acting - 90° |  |  | 6.5 bar(g) |  |  | ¼" NPT | Aluminium + anodized (Only end caps are Powder coated) | Perpendicular to Pipe Line Axis |  |  |  | 0 to 80 | None | 5960 | XX
PA1119 | RNP110DN00DA1GD | Neles (Valmet) | Pneumatic Rack & Pinion | Double Acting - 90° |  |  | 6.5 bar(g) |  |  | ¼" NPT | Aluminium + anodized (Only end caps are Powder coated) | Perpendicular to Pipe Line Axis |  |  |  | 0 to 80 | None | 6910 | XX
PA1120 | RNP125DN00DA1GD | Neles (Valmet) | Pneumatic Rack & Pinion | Double Acting - 90° |  |  | 6.5 bar(g) |  |  | ¼" NPT | Aluminium + anodized (Only end caps are Powder coated) | Perpendicular to Pipe Line Axis |  |  |  | 0 to 80 | None | 8590 | XX
PA1121 | RNP150DN00DA1GD | Neles (Valmet) | Pneumatic Rack & Pinion | Double Acting - 90° |  |  | 6.5 bar(g) |  |  | ¼" NPT | Aluminium + anodized (Only end caps are Powder coated) | Perpendicular to Pipe Line Axis |  |  |  | 0 to 80 | None | 12870 | XX
PA1122 | RNP175DN00DA1GD | Neles (Valmet) | Pneumatic Rack & Pinion | Double Acting - 90° |  |  | 6.5 bar(g) |  |  | ¼" NPT | Aluminium + anodized (Only end caps are Powder coated) | Perpendicular to Pipe Line Axis |  |  |  | 0 to 80 | None | 23000 | XX
PA1123 | RNP200DN00DA1GD | Neles (Valmet) | Pneumatic Rack & Pinion | Double Acting - 90° |  |  | 6.5 bar(g) |  |  | ¼" NPT | Aluminium + anodized (Only end caps are Powder coated) | Perpendicular to Pipe Line Axis |  |  |  | 0 to 80 | None | 27310 | XX
PA1124 | RNP250DN00DA1GD | Neles (Valmet) | Pneumatic Rack & Pinion | Double Acting - 90° |  |  | 6.5 bar(g) |  |  | ¼" NPT | Aluminium + anodized (Only end caps are Powder coated) | Perpendicular to Pipe Line Axis |  |  |  | 0 to 80 | None | X | XX
PA1125 | RNP300DN00DA1GD | Neles (Valmet) | Pneumatic Rack & Pinion | Double Acting - 90° |  |  | 6.5 bar(g) |  |  | ½" NPT | Aluminium + anodized (Only end caps are Powder coated) | Perpendicular to Pipe Line Axis |  |  |  | 0 to 80 | None | X | XX
PA1126 | RNP350DN00DA1GD | Neles (Valmet) | Pneumatic Rack & Pinion | Double Acting - 90° |  |  | 6.5 bar(g) |  |  | ½" NPT | Aluminium + anodized (Only end caps are Powder coated) | Perpendicular to Pipe Line Axis |  |  |  | 0 to 80 | None | X | XX
PA1128 | RNP40SR40CA1GD | Neles (Valmet) | Pneumatic Rack & Pinion | Spring Return - 90° |  |  | 6.5 bar(g) |  |  | ¼" NPT | Aluminium + anodized (Only end caps are Powder coated) | Perpendicular to Pipe Line Axis |  |  |  | 0 to 80 | None | X | XX
PA1131 | RNP50SR40CA1GD | Neles (Valmet) | Pneumatic Rack & Pinion | Spring Return - 90° |  |  | 6.5 bar(g) |  |  | ¼" NPT | Aluminium + anodized (Only end caps are Powder coated) | Perpendicular to Pipe Line Axis |  |  |  | 0 to 80 | None | 2450 | XX
PA1134 | RNP63SR40CA1GD | Neles (Valmet) | Pneumatic Rack & Pinion | Spring Return - 90° |  |  | 6.5 bar(g) |  |  | ¼" NPT | Aluminium + anodized (Only end caps are Powder coated) | Perpendicular to Pipe Line Axis |  |  |  | 0 to 80 | None | 3150 | XX
PA1137 | RNP80SR40CA1GD | Neles (Valmet) | Pneumatic Rack & Pinion | Spring Return - 90° |  |  | 6.5 bar(g) |  |  | ¼" NPT | Aluminium + anodized (Only end caps are Powder coated) | Perpendicular to Pipe Line Axis |  |  |  | 0 to 80 | None | 3570 | XX
PA1140 | RNP90SR40CA1GD | Neles (Valmet) | Pneumatic Rack & Pinion | Spring Return - 90° |  |  | 6.5 bar(g) |  |  | ¼" NPT | Aluminium + anodized (Only end caps are Powder coated) | Perpendicular to Pipe Line Axis |  |  |  | 0 to 80 | None | 5050 | XX
PA1143 | RNP100SR40CA1GD | Neles (Valmet) | Pneumatic Rack & Pinion | Spring Return - 90° |  |  | 6.5 bar(g) |  |  | ¼" NPT | Aluminium + anodized (Only end caps are Powder coated) | Perpendicular to Pipe Line Axis |  |  |  | 0 to 80 | None | 6650 | XX
PA1146 | RNP110SR40CA1GD | Neles (Valmet) | Pneumatic Rack & Pinion | Spring Return - 90° |  |  | 6.5 bar(g) |  |  | ¼" NPT | Aluminium + anodized (Only end caps are Powder coated) | Perpendicular to Pipe Line Axis |  |  |  | 0 to 80 | None | 8300 | XX
PA1149 | RNP125SR40CA1GD | Neles (Valmet) | Pneumatic Rack & Pinion | Spring Return - 90° |  |  | 6.5 bar(g) |  |  | ¼" NPT | Aluminium + anodized (Only end caps are Powder coated) | Perpendicular to Pipe Line Axis |  |  |  | 0 to 80 | None | 12220 | XX
PA1152 | RNP150SR40CA1GD | Neles (Valmet) | Pneumatic Rack & Pinion | Spring Return - 90° |  |  | 6.5 bar(g) |  |  | ¼" NPT | Aluminium + anodized (Only end caps are Powder coated) | Perpendicular to Pipe Line Axis |  |  |  | 0 to 80 | None | 21030 | XX
PA1155 | RNP175SR40CA1GD | Neles (Valmet) | Pneumatic Rack & Pinion | Spring Return - 90° |  |  | 6.5 bar(g) |  |  | ¼" NPT | Aluminium + anodized (Only end caps are Powder coated) | Perpendicular to Pipe Line Axis |  |  |  | 0 to 80 | None | 22320 | XX
PA1158 | RNP200SR40CA1GD | Neles (Valmet) | Pneumatic Rack & Pinion | Spring Return - 90° |  |  | 6.5 bar(g) |  |  | ¼" NPT | Aluminium + anodized (Only end caps are Powder coated) | Perpendicular to Pipe Line Axis |  |  |  | 0 to 80 | None | 31500 | XX
PA1161 | RNP250SR40CA1GD | Neles (Valmet) | Pneumatic Rack & Pinion | Spring Return - 90° |  |  | 6.5 bar(g) |  |  | ¼" NPT | Aluminium + anodized (Only end caps are Powder coated) | Perpendicular to Pipe Line Axis |  |  |  | 0 to 80 | None | 42720 | XX
PA1164 | RNP300SR40CA1GD | Neles (Valmet) | Pneumatic Rack & Pinion | Spring Return - 90° |  |  | 6.5 bar(g) |  |  | ½" NPT | Aluminium + anodized (Only end caps are Powder coated) | Perpendicular to Pipe Line Axis |  |  |  | 0 to 80 | None | 75200 | XX
PA1167 | RNP350SR40CA1GD | Neles (Valmet) | Pneumatic Rack & Pinion | Spring Return - 90° |  |  | 6.5 bar(g) |  |  | ½" NPT | Aluminium + anodized (Only end caps are Powder coated) | Perpendicular to Pipe Line Axis |  |  |  | 0 to 80 | None | X | XX
PA1225 | RNP50SR40AA1GD | Neles (Valmet) | Pneumatic Rack & Pinion | Spring Return - 90° - Fail to Open |  |  | 6.5 bar(g) |  |  | ¼" NPT | Aluminium + anodized (Only end caps are Powder coated) | Parallel to Pipe Line Axis |  |  |  | 0 to 80 | None | 2450 | 4785.1275
PA1226 | RNP63SR40AA1GD | Neles (Valmet) | Pneumatic Rack & Pinion | Spring Return - 90° - Fail to Open |  |  | 6.5 bar(g) |  |  | ¼" NPT | Aluminium + anodized (Only end caps are Powder coated) | Parallel to Pipe Line Axis |  |  |  | 0 to 80 | None | 3150 | 6152.3068
PA1227 | RNP125SR40AA1GD | Neles (Valmet) | Pneumatic Rack & Pinion | Spring Return - 90° - Fail to Open |  |  | 6.5 bar(g) |  |  | ¼" NPT | Aluminium + anodized (Only end caps are Powder coated) | Parallel to Pipe Line Axis |  |  |  | 0 to 80 | None | 13980 | 27304.5236
PA1228 | RNP250SR40AA1GD | Neles (Valmet) | Pneumatic Rack & Pinion | Spring Return - 90° - Fail to Open |  |  | 6.5 bar(g) |  |  | ¼" NPT | Aluminium + anodized (Only end caps are Powder coated) | Parallel to Pipe Line Axis |  |  |  | 0 to 80 | None | 48704 | 95124.4291
PA1229 | RNP40SR40AA1GD | Neles (Valmet) | Pneumatic Rack & Pinion | Spring Return - 90° - Fail to Open |  |  | 6.5 bar(g) |  |  | ¼" NPT | Aluminium + anodized (Only end caps are Powder coated) | Parallel to Pipe Line Axis |  |  |  | 0 to 80 | None | 2920.4 | 5703.872
PA1230 | RNP90SR40AA1GD | Neles (Valmet) | Pneumatic Rack & Pinion | Spring Return - 90° - Fail to Open |  |  | 6.5 bar(g) |  |  | ¼" NPT | Aluminium + anodized (Only end caps are Powder coated) | Parallel to Pipe Line Axis |  |  |  | 0 to 80 | None | 6149.5 | 12010.6701

## Valmet LSB
LSB Code | Make | Model number | Action Type | No. of Limit Switch | Make & Model of Switches | Contact Rating | Power Supply | Cable Entry | Cable Gland | Housing Material | Enclosure | Additional information 1 | Additional information 2 | Additional information 3 | Approval to Enclosure | Cost Rate (INR) | Offer Rate | Name | Mail ID
LB1001 | Neles (Valmet) | KC2V1A3NGRNN+BKT | Rotary | 2 X SPDT | Honeywell - V15S05-CZ100A05-01 | 5A for 12A or 250 VAC, 100mA for 48 VDC, 30mA for 250 VDC |  | 2 X ½" NPT | Nil | Die Cast Aluminium | Compact enclosure, weather proof | Temperature Range : -20˚C to +80˚C | Indicator : Red & Yellow | MS Bracket | Nil | 2000 | 3907 | Deep Sarangdhar | deep.sarangdhar@valmet.com

## SOV
Solenoid Valve Code | Make | Model number | Size | Body Material | Internals | Seat, Seals | Solenoid Valve Type | Internal Type | Mounting | Operating Press. Range | Operating Temp. Range | Coil Class | Coil power rating | Coil terminals | Coil enclosure | Cable Entry | Coil Voltage | Additional Requirement 1 | Additional Requirement 2 | Cost Rate (INR) | Offer Rate | SOV Lock | Name | ID
SV1001 | Rotex | 51424-6-2G+I-24VDC-16 | ¼" BSP | Aluminium | Aluminium, Brass & SS 316 | NBR | 5/2, 3/2 Convertible | Poppet | Namur | 1 - 10 barg | 0˚C to 75˚C | F | 8 Watt | Screwed | Weatherproof IP67 | ½" NPT | 24VDC | Without Gland | Nil | 2360 | 4610 | XX | Vinay Pawar | vinay.pawar@rotexautomation
SV1002 | Rotex | 51424-6-2G+I-230V 50Hz-16 | ¼" BSP | Aluminium | Aluminium, Brass & SS 316 | NBR | 5/2, 3/2 Convertible | Poppet | Namur | 1 - 10 barg | 0˚C to 75˚C | F | 8 Watt | Screwed | Weatherproof IP67 | ½" NPT | 230 VAC, 50Hz | Without Gland | Nil | 2360 | 4610 | XX
SV1005 | Rotex | 30318-5-2G+I-24VDC-16 | ¼" BSP | Aluminium | Aluminium, Brass & SS 316 | NBR | 3/2 Way | Poppet | Namur | 0 - 10 barg | 0˚C to 75˚C | F | 8 Watt | Screwed | Weatherproof IP67 | ½" NPT | 24VDC | Without Gland | Nil | 1848 | 3610 | XX
SV1006 | Rotex | 30318-5-2G+III-230V 50Hz-16 | ¼" BSP | Aluminium | Aluminium, Brass & SS 316 | NBR | 3/2 Way | Poppet | Namur | 0 - 10 barg | 0˚C to 75˚C | F | 8 Watt | Screwed | Weatherproof IP67 | ½" NPT | 230 VAC, 50Hz | Without Gland | Nil | 1848 | 3610 | XX

## AFR
FR1001 | Shavo | SB10-2GM2T/RGK-NB | Air Filter Regulator | Polycarbonate Bowl | ¼" BSP | Manual Drain | 25 micron porous plastic | MS Pressure Guage w/o approval | 0.7 to 7 bar Pressure Range | 1198 | 2340 | Name | ID
[12 empty] | Pallavi Mam | honeytechmktg@honeytech.in

## MOR
RIPPL MODEL NO | MAKE | MODEL NO |  | SQ
MR1002 | Q-Tork | QTM-250 | 250 | 11X11 | XX | XX | MR1002 | 3050
14X14
17X17
19X19

## POSITIONER
Positioner Code | Make | Model No. | Action Type | Type | Input Signal Range | Communication Protocol | Output Signal | Power Supply | Pneumatic -Electric Connections | Enclosure | Additional Feature 1 | Additional Feature 2 | Cost Rate (INR) | Offer Rate | Name | ID
PR1001 | Rotex | RTX1000-R-D-2-R0-2G-4R-ST-FD-N | Rotary | Electro-Pneumatic Positioner | 4 to 20 mA | Not Applicable | Nil | Not Applicable | ¼" BSP - ½" NPT (Orifice 2mm) | Weatherproof | Flat Indicator | Nil | 9600 | 18750 | Darshan Patil | darshan.patil@rotexautomation

## Ball valve flanged end
Bare Valve Code | Model | Make | Valve Type | Design Standard | Face to Face | Valve Size | Port Size | Body Style | Flow Direction | Body & Bonnet Material | Type Of Bonnet | Stem Material | Trim Material | Internal Type | Seat Material | Characteristics | End Connections | Flange Dimensions | Drilling | Bonnet Packing | Body Packing | Pressure Rating | Min Temp Rating( Deg C) | Max Temp Rating( Deg C) | Valve Kv | Hardware | Testing Standard | Leakage Class | Body Hydro Test Pressure | Body Hydro Test Fluid | Seat Leakage Test Pressure | Seat Leakage Test Fluid | Product Group | Certification | SPR Rate (INR) | Offer Rate | L&T LP 24 | Blank | DN | BTO | ETO | BTC | ETC
BV1101 | L2FF1C-015mm | L&T | Ball Valve | IS0 17292 | ASME B16.10 | 15 |  | 2Way, 2pc, Full Bore, Floating | Bi-Directional | ASTM A 216 Gr. WCB | Standard | ASTM A479 Type 316 | ASTM A351 Gr. CF8M / ASTM A182 Gr. F316 |  | PTFE |  | Flanged to ASME B16.5 #150 | ASME B16.5 #150 | ASME B16.5 #150 | Graphite and Carbon-filled PTFE | Graphite | ASME Class 150 | -20˚C | 180˚C |  |  | ISO 5208 |  | 30 | Water | 6 | Air |  | None | 1822 | 4293 | 4293 |  | 15 | 9 | 7.2 | 7.2 | 7.2
BV1102 | L2FF1C-020mm | L&T | Ball Valve | IS0 17292 | ASME B16.10 | 20 |  | 2Way, 2pc, Full Bore, Floating | Bi-Directional | ASTM A 216 Gr. WCB | Standard | ASTM A479 Type 316 | ASTM A351 Gr. CF8M / ASTM A182 Gr. F316 |  | PTFE |  | Flanged to ASME B16.5 #150 | ASME B16.5 #150 | ASME B16.5 #150 | Graphite and Carbon-filled PTFE | Graphite | ASME Class 150 | -20˚C | 180˚C |  |  | ISO 5208 |  | 30 | Water | 6 | Air |  | None | 2088 | 4830 | 4830 |  | 20 | 9 | 7.2 | 7.2 | 7.2
BV1103 | L2FF1C-025mm | L&T | Ball Valve | IS0 17292 | ASME B16.10 | 25 |  | 2Way, 2pc, Full Bore, Floating | Bi-Directional | ASTM A 216 Gr. WCB | Standard | ASTM A479 Type 316 | ASTM A351 Gr. CF8M / ASTM A182 Gr. F316 |  | PTFE |  | Flanged to ASME B16.5 #150 | ASME B16.5 #150 | ASME B16.5 #150 | Graphite and Carbon-filled PTFE | Graphite | ASME Class 150 | -20˚C | 180˚C |  |  | ISO 5208 |  | 30 | Water | 6 | Air |  | None | 2879 | 6189 | 6189 |  | 25 | 14 | 11.2 | 11.2 | 11.2
BV1104 | L2FF1C-040mm | L&T | Ball Valve | IS0 17292 | ASME B16.10 | 40 |  | 2Way, 2pc, Full Bore, Floating | Bi-Directional | ASTM A 216 Gr. WCB | Standard | ASTM A479 Type 316 | ASTM A351 Gr. CF8M / ASTM A182 Gr. F316 |  | PTFE |  | Flanged to ASME B16.5 #150 | ASME B16.5 #150 | ASME B16.5 #150 | Graphite and Carbon-filled PTFE | Graphite | ASME Class 150 | -20˚C | 180˚C |  |  | ISO 5208 |  | 30 | Water | 6 | Air |  | None | 4775 | 10496 | 10496 |  | 40 | 25 | 20 | 20 | 20
BV1105 | L2FF1C-050mm | L&T | Ball Valve | IS0 17292 | ASME B16.10 | 50 |  | 2Way, 2pc, Full Bore, Floating | Bi-Directional | ASTM A 216 Gr. WCB | Standard | ASTM A479 Type 316 | ASTM A351 Gr. CF8M / ASTM A182 Gr. F316 |  | PTFE |  | Flanged to ASME B16.5 #150 | ASME B16.5 #150 | ASME B16.5 #150 | Graphite and Carbon-filled PTFE | Graphite | ASME Class 150 | -20˚C | 180˚C |  |  | ISO 5208 |  | 30 | Water | 6 | Air |  | None | 7817 | 16168 | 16168 |  | 50 | 65 | 52 | 52 | 52
BV1106 | L2FF1C-065mm | L&T | Ball Valve | IS0 17292 | ASME B16.10 | 65 |  | 2Way, 2pc, Full Bore, Floating | Bi-Directional | ASTM A 216 Gr. WCB | Standard | ASTM A479 Type 316 | ASTM A351 Gr. CF8M / ASTM A182 Gr. F316 |  | PTFE |  | Flanged to ASME B16.5 #150 | ASME B16.5 #150 | ASME B16.5 #150 | Graphite and Carbon-filled PTFE | Graphite | ASME Class 150 | -20˚C | 180˚C |  |  | ISO 5208 |  | 30 | Water | 6 | Air |  | None | 12478 | 25827 | 25827 |  | 65 | 90 | 72 | 72 | 72
BV1107 | L2FF1C-080mm | L&T | Ball Valve | IS0 17292 | ASME B16.10 | 80 |  | 2Way, 2pc, Full Bore, Floating | Bi-Directional | ASTM A 216 Gr. WCB | Standard | ASTM A479 Type 316 | ASTM A351 Gr. CF8M / ASTM A182 Gr. F316 |  | PTFE |  | Flanged to ASME B16.5 #150 | ASME B16.5 #150 | ASME B16.5 #150 | Graphite and Carbon-filled PTFE | Graphite | ASME Class 150 | -20˚C | 180˚C |  |  | ISO 5208 |  | 30 | Water | 6 | Air |  | None | 16791 | 34766 | 34766 |  | 80 | 150 | 120 | 120 | 120
BV1108 | L2FF1C-0100mm | L&T | Ball Valve | IS0 17292 | ASME B16.10 | 100 |  | 2Way, 2pc, Full Bore, Floating | Bi-Directional | ASTM A 216 Gr. WCB | Standard | ASTM A479 Type 316 | ASTM A351 Gr. CF8M / ASTM A182 Gr. F316 |  | PTFE |  | Flanged to ASME B16.5 #150 | ASME B16.5 #150 | ASME B16.5 #150 | Graphite and Carbon-filled PTFE | Graphite | ASME Class 150 | -20˚C | 180˚C |  |  | ISO 5208 |  | 30 | Water | 6 | Air |  | None | 27319 | 56586 | 56586 |  | 100 | 165 | 132 | 132 | 132
BV1109 | L2FF1C-0150mm | L&T | Ball Valve | IS0 17292 | ASME B16.10 | 150 |  | 2Way, 2pc, Full Bore, Floating | Bi-Directional | ASTM A 216 Gr. WCB | Standard | ASTM A479 Type 316 | ASTM A351 Gr. CF8M / ASTM A182 Gr. F316 |  | PTFE |  | Flanged to ASME B16.5 #150 | ASME B16.5 #150 | ASME B16.5 #150 | Graphite and Carbon-filled PTFE | Graphite | ASME Class 150 | -20˚C | 180˚C |  |  | ISO 5208 |  | 30 | Water | 6 | Air |  | None | 66378 | 137533 | 137533 |  | 150 | 250 | 200 | 200 | 200
BV1110 | L2FF1C-0200mm | L&T | Ball Valve | IS0 17292 | ASME B16.10 | 200 |  | 2Way, 2pc, Full Bore, Floating | Bi-Directional | ASTM A 216 Gr. WCB | Standard | ASTM A479 Type 316 | ASTM A351 Gr. CF8M / ASTM A182 Gr. F316 |  | PTFE |  | Flanged to ASME B16.5 #150 | ASME B16.5 #150 | ASME B16.5 #150 | Graphite and Carbon-filled PTFE | Graphite | ASME Class 150 | -20˚C | 180˚C |  |  | ISO 5208 |  | 30 | Water | 6 | Air |  | None | 148363 | 307443 | 307443 |  | 200 | 650 | 520 | 520 | 520
BV1111 | L2FF1S-015mm | L&T | Ball Valve | IS0 17292 | ASME B16.10 | 15 |  | 2Way, 2pc, Full Bore, Floating | Bi-Directional | ASTM A 351 Gr. CF8M | Standard | ASTM A479 Type 316 | ASTM A351 Gr. CF8M / ASTM A182 Gr. F316 |  | PTFE |  | Flanged to ASME B16.5 #150 | ASME B16.5 #150 | ASME B16.5 #150 | Graphite and Carbon-filled PTFE | Graphite | ASME Class 150 | -20˚C | 180˚C |  |  | ISO 5208 |  | 30 | Water | 6 | Air |  | None | 2685 | 5963 | 5963 |  | 15 | 9 | 7.2 | 7.2 | 7.2
BV1112 | L2FF1S-020mm | L&T | Ball Valve | IS0 17292 | ASME B16.10 | 20 |  | 2Way, 2pc, Full Bore, Floating | Bi-Directional | ASTM A 351 Gr. CF8M | Standard | ASTM A479 Type 316 | ASTM A351 Gr. CF8M / ASTM A182 Gr. F316 |  | PTFE |  | Flanged to ASME B16.5 #150 | ASME B16.5 #150 | ASME B16.5 #150 | Graphite and Carbon-filled PTFE | Graphite | ASME Class 150 | -20˚C | 180˚C |  |  | ISO 5208 |  | 30 | Water | 6 | Air |  | None | 3091 | 10283 | 10283 |  | 20 | 9 | 7.2 | 7.2 | 7.2
BV1113 | L2FF1S-025mm | L&T | Ball Valve | IS0 17292 | ASME B16.10 | 25 |  | 2Way, 2pc, Full Bore, Floating | Bi-Directional | ASTM A 351 Gr. CF8M | Standard | ASTM A479 Type 316 | ASTM A351 Gr. CF8M / ASTM A182 Gr. F316 |  | PTFE |  | Flanged to ASME B16.5 #150 | ASME B16.5 #150 | ASME B16.5 #150 | Graphite and Carbon-filled PTFE | Graphite | ASME Class 150 | -20˚C | 180˚C |  |  | ISO 5208 |  | 30 | Water | 6 | Air |  | None | 4685 | 13261 | 13261 |  | 25 | 14 | 11.2 | 11.2 | 11.2
BV1114 | L2FF1S-040mm | L&T | Ball Valve | IS0 17292 | ASME B16.10 | 40 |  | 2Way, 2pc, Full Bore, Floating | Bi-Directional | ASTM A 351 Gr. CF8M | Standard | ASTM A479 Type 316 | ASTM A351 Gr. CF8M / ASTM A182 Gr. F316 |  | PTFE |  | Flanged to ASME B16.5 #150 | ASME B16.5 #150 | ASME B16.5 #150 | Graphite and Carbon-filled PTFE | Graphite | ASME Class 150 | -20˚C | 180˚C |  |  | ISO 5208 |  | 30 | Water | 6 | Air |  | None | 7403 | 21143 | 21143 |  | 40 | 25 | 20 | 20 | 20
BV1115 | L2FF1S-050mm | L&T | Ball Valve | IS0 17292 | ASME B16.10 | 50 |  | 2Way, 2pc, Full Bore, Floating | Bi-Directional | ASTM A 351 Gr. CF8M | Standard | ASTM A479 Type 316 | ASTM A351 Gr. CF8M / ASTM A182 Gr. F316 |  | PTFE |  | Flanged to ASME B16.5 #150 | ASME B16.5 #150 | ASME B16.5 #150 | Graphite and Carbon-filled PTFE | Graphite | ASME Class 150 | -20˚C | 180˚C |  |  | ISO 5208 |  | 30 | Water | 6 | Air |  | None | 11868 | 26370 | 26370 |  | 50 | 65 | 52 | 52 | 52
BV1116 | L2FF1S-065mm | L&T | Ball Valve | IS0 17292 | ASME B16.10 | 65 |  | 2Way, 2pc, Full Bore, Floating | Bi-Directional | ASTM A 351 Gr. CF8M | Standard | ASTM A479 Type 316 | ASTM A351 Gr. CF8M / ASTM A182 Gr. F316 |  | PTFE |  | Flanged to ASME B16.5 #150 | ASME B16.5 #150 | ASME B16.5 #150 | Graphite and Carbon-filled PTFE | Graphite | ASME Class 150 | -20˚C | 180˚C |  |  | ISO 5208 |  | 30 | Water | 6 | Air |  | None | 18668 | 42617 | 42617 |  | 65 | 90 | 72 | 72 | 72
BV1117 | L2FF1S-080mm | L&T | Ball Valve | IS0 17292 | ASME B16.10 | 80 |  | 2Way, 2pc, Full Bore, Floating | Bi-Directional | ASTM A 351 Gr. CF8M | Standard | ASTM A479 Type 316 | ASTM A351 Gr. CF8M / ASTM A182 Gr. F316 |  | PTFE |  | Flanged to ASME B16.5 #150 | ASME B16.5 #150 | ASME B16.5 #150 | Graphite and Carbon-filled PTFE | Graphite | ASME Class 150 | -20˚C | 180˚C |  |  | ISO 5208 |  | 30 | Water | 6 | Air |  | None | 25000 | 56019 | 56019 |  | 80 | 150 | 120 | 120 | 120
BV1118 | L2FF1S-0100mm | L&T | Ball Valve | IS0 17292 | ASME B16.10 | 100 |  | 2Way, 2pc, Full Bore, Floating | Bi-Directional | ASTM A 351 Gr. CF8M | Standard | ASTM A479 Type 316 | ASTM A351 Gr. CF8M / ASTM A182 Gr. F316 |  | PTFE |  | Flanged to ASME B16.5 #150 | ASME B16.5 #150 | ASME B16.5 #150 | Graphite and Carbon-filled PTFE | Graphite | ASME Class 150 | -20˚C | 180˚C |  |  | ISO 5208 |  | 30 | Water | 6 | Air |  | None | 40198 | 86537 | 86537 |  | 100 | 165 | 132 | 132 | 132
BV1119 | L2FF1S-0150mm | L&T | Ball Valve | IS0 17292 | ASME B16.10 | 150 |  | 2Way, 2pc, Full Bore, Floating | Bi-Directional | ASTM A 351 Gr. CF8M | Standard | ASTM A479 Type 316 | ASTM A351 Gr. CF8M / ASTM A182 Gr. F316 |  | PTFE |  | Flanged to ASME B16.5 #150 | ASME B16.5 #150 | ASME B16.5 #150 | Graphite and Carbon-filled PTFE | Graphite | ASME Class 150 | -20˚C | 180˚C |  |  | ISO 5208 |  | 30 | Water | 6 | Air |  | None | 92621 | 205736 | 205736 |  | 150 | 250 | 200 | 200 | 200
BV1120 | L2FF1S-0200mm | L&T | Ball Valve | IS0 17292 | ASME B16.10 | 200 |  | 2Way, 2pc, Full Bore, Floating | Bi-Directional | ASTM A 351 Gr. CF8M | Standard | ASTM A479 Type 316 | ASTM A351 Gr. CF8M / ASTM A182 Gr. F316 |  | PTFE |  | Flanged to ASME B16.5 #150 | ASME B16.5 #150 | ASME B16.5 #150 | Graphite and Carbon-filled PTFE | Graphite | ASME Class 150 | -20˚C | 180˚C |  |  | ISO 5208 |  | 30 | Water | 6 | Air |  | None | 197265 | 438431 | 438431 |  | 200 | 650 | 520 | 520 | 520
BV1121 | L1FF1C-015mm | L&T | Ball Valve | IS0 17292 | ASME B16.10 | 15 |  | 2Way, 1pc, Full Bore, Floating | Bi-Directional | ASTM A 216 Gr. WCB | Standard | ASTM A479 Type 316 | ASTM A351 Gr. CF8M / ASTM A182 Gr. F316 |  | PTFE |  | Flanged to ASME B16.5 #150 | ASME B16.5 #150 | ASME B16.5 #150 | Graphite and Carbon-filled PTFE | Graphite | ASME Class 150 | -20˚C | 180˚C |  |  | ISO 5208 |  | 30 | Water | 6 | Air |  | None | 1856 | 3884 | 3884 |  | 15 | 5 | 4 | 4 | 4
BV1122 | L1RF1C-020mm | L&T | Ball Valve | IS0 17292 | ASME B16.10 | 20 |  | 2Way, 1pc, Regular Bore, Floating | Bi-Directional | ASTM A 216 Gr. WCB | Standard | ASTM A479 Type 316 | ASTM A351 Gr. CF8M / ASTM A182 Gr. F316 |  | PTFE |  | Flanged to ASME B16.5 #150 | ASME B16.5 #150 | ASME B16.5 #150 | Graphite and Carbon-filled PTFE | Graphite | ASME Class 150 | -20˚C | 180˚C |  |  | ISO 5208 |  | 30 | Water | 6 | Air |  | None | 1935 | 4072 | 4072 |  | 20 | 5 | 4 | 4 | 4
BV1123 | L1RF1C-025mm | L&T | Ball Valve | IS0 17292 | ASME B16.10 | 25 |  | 2Way, 1pc, Regular Bore, Floating | Bi-Directional | ASTM A 216 Gr. WCB | Standard | ASTM A479 Type 316 | ASTM A351 Gr. CF8M / ASTM A182 Gr. F316 |  | PTFE |  | Flanged to ASME B16.5 #150 | ASME B16.5 #150 | ASME B16.5 #150 | Graphite and Carbon-filled PTFE | Graphite | ASME Class 150 | -20˚C | 180˚C |  |  | ISO 5208 |  | 30 | Water | 6 | Air |  | None | 2279 | 5180 | 5180 |  | 25 | 12 | 9.6 | 9.6 | 9.6
BV1124 | L1RF1C-040mm | L&T | Ball Valve | IS0 17292 | ASME B16.10 | 40 |  | 2Way, 1pc, Regular Bore, Floating | Bi-Directional | ASTM A 216 Gr. WCB | Standard | ASTM A479 Type 316 | ASTM A351 Gr. CF8M / ASTM A182 Gr. F316 |  | PTFE |  | Flanged to ASME B16.5 #150 | ASME B16.5 #150 | ASME B16.5 #150 | Graphite and Carbon-filled PTFE | Graphite | ASME Class 150 | -20˚C | 180˚C |  |  | ISO 5208 |  | 30 | Water | 6 | Air |  | None | 3465 | 7929 | 7929 |  | 40 | 18 | 14.4 | 14.4 | 14.4
BV1125 | L1RF1C-050mm | L&T | Ball Valve | IS0 17292 | ASME B16.10 | 50 |  | 2Way, 1pc, Regular Bore, Floating | Bi-Directional | ASTM A 216 Gr. WCB | Standard | ASTM A479 Type 316 | ASTM A351 Gr. CF8M / ASTM A182 Gr. F316 |  | PTFE |  | Flanged to ASME B16.5 #150 | ASME B16.5 #150 | ASME B16.5 #150 | Graphite and Carbon-filled PTFE | Graphite | ASME Class 150 | -20˚C | 180˚C |  |  | ISO 5208 |  | 30 | Water | 6 | Air |  | None | 5452 | 11771 | 11771 |  | 50 | 38 | 30.4 | 30.4 | 30.4
BV1126 | L1RF1C-065mm | L&T | Ball Valve | IS0 17292 | ASME B16.10 | 65 |  | 2Way, 1pc, Regular Bore, Floating | Bi-Directional | ASTM A 216 Gr. WCB | Standard | ASTM A479 Type 316 | ASTM A351 Gr. CF8M / ASTM A182 Gr. F316 |  | PTFE |  | Flanged to ASME B16.5 #150 | ASME B16.5 #150 | ASME B16.5 #150 | Graphite and Carbon-filled PTFE | Graphite | ASME Class 150 | -20˚C | 180˚C |  |  | ISO 5208 |  | 30 | Water | 6 | Air |  | None | 10105 | 21336 | 21336 |  | 65 | 48 | 38.4 | 38.4 | 38.4
BV1127 | L1RF1C-080mm | L&T | Ball Valve | IS0 17292 | ASME B16.10 | 80 |  | 2Way, 1pc, Regular Bore, Floating | Bi-Directional | ASTM A 216 Gr. WCB | Standard | ASTM A479 Type 316 | ASTM A351 Gr. CF8M / ASTM A182 Gr. F316 |  | PTFE |  | Flanged to ASME B16.5 #150 | ASME B16.5 #150 | ASME B16.5 #150 | Graphite and Carbon-filled PTFE | Graphite | ASME Class 150 | -20˚C | 180˚C |  |  | ISO 5208 |  | 30 | Water | 6 | Air |  | None | 13111 | 27139 | 27139 |  | 80 | 90 | 72 | 72 | 72
BV1128 | L1RF1C-100mm | L&T | Ball Valve | IS0 17292 | ASME B16.10 | 100 |  | 2Way, 1pc, Regular Bore, Floating | Bi-Directional | ASTM A 216 Gr. WCB | Standard | ASTM A479 Type 316 | ASTM A351 Gr. CF8M / ASTM A182 Gr. F316 |  | PTFE |  | Flanged to ASME B16.5 #150 | ASME B16.5 #150 | ASME B16.5 #150 | Graphite and Carbon-filled PTFE | Graphite | ASME Class 150 | -20˚C | 180˚C |  |  | ISO 5208 |  | 30 | Water | 6 | Air |  | None | 20448 | 42344 | 42344 |  | 100 | 145 | 116 | 116 | 116
BV1129 | L1RF1C-150mm | L&T | Ball Valve | IS0 17292 | ASME B16.10 | 150 |  | 2Way, 1pc, Regular Bore, Floating | Bi-Directional | ASTM A 216 Gr. WCB | Standard | ASTM A479 Type 316 | ASTM A351 Gr. CF8M / ASTM A182 Gr. F316 |  | PTFE |  | Flanged to ASME B16.5 #150 | ASME B16.5 #150 | ASME B16.5 #150 | Graphite and Carbon-filled PTFE | Graphite | ASME Class 150 | -20˚C | 180˚C |  |  | ISO 5208 |  | 30 | Water | 6 | Air |  | None | 30318 | 62641 | 62641 |  | 150 | 190 | 152 | 152 | 152
BV1130 | L1FF1S-015mm | L&T | Ball Valve | IS0 17292 | ASME B16.10 | 15 |  | 2Way, 1pc, Full Bore, Floating | Bi-Directional | ASTM A 351 Gr. CF8M | Standard | ASTM A479 Type 316 | ASTM A351 Gr. CF8M / ASTM A182 Gr. F316 |  | PTFE |  | Flanged to ASME B16.5 #150 | ASME B16.5 #150 | ASME B16.5 #150 | Graphite and Carbon-filled PTFE | Graphite | ASME Class 150 | -20˚C | 180˚C |  |  | ISO 5208 |  | 30 | Water | 6 | Air |  | None | 2813 | 5851 | 5851 |  | 15 | 5 | 4 | 4 | 4
BV1131 | L1RF1S-020mm | L&T | Ball Valve | IS0 17292 | ASME B16.10 | 20 |  | 2Way, 1pc, Regular Bore, Floating | Bi-Directional | ASTM A 351 Gr. CF8M | Standard | ASTM A479 Type 316 | ASTM A351 Gr. CF8M / ASTM A182 Gr. F316 |  | PTFE |  | Flanged to ASME B16.5 #150 | ASME B16.5 #150 | ASME B16.5 #150 | Graphite and Carbon-filled PTFE | Graphite | ASME Class 150 | -20˚C | 180˚C |  |  | ISO 5208 |  | 30 | Water | 6 | Air |  | None | 2957 | 6425 | 6425 |  | 20 | 5 | 4 | 4 | 4
BV1132 | L1RF1S-025mm | L&T | Ball Valve | IS0 17292 | ASME B16.10 | 25 |  | 2Way, 1pc, Regular Bore, Floating | Bi-Directional | ASTM A 351 Gr. CF8M | Standard | ASTM A479 Type 316 | ASTM A351 Gr. CF8M / ASTM A182 Gr. F316 |  | PTFE |  | Flanged to ASME B16.5 #150 | ASME B16.5 #150 | ASME B16.5 #150 | Graphite and Carbon-filled PTFE | Graphite | ASME Class 150 | -20˚C | 180˚C |  |  | ISO 5208 |  | 30 | Water | 6 | Air |  | None | 3877 | 10042 | 10042 |  | 25 | 12 | 9.6 | 9.6 | 9.6
BV1133 | L1RF1S-040mm | L&T | Ball Valve | IS0 17292 | ASME B16.10 | 40 |  | 2Way, 1pc, Regular Bore, Floating | Bi-Directional | ASTM A 351 Gr. CF8M | Standard | ASTM A479 Type 316 | ASTM A351 Gr. CF8M / ASTM A182 Gr. F316 |  | PTFE |  | Flanged to ASME B16.5 #150 | ASME B16.5 #150 | ASME B16.5 #150 | Graphite and Carbon-filled PTFE | Graphite | ASME Class 150 | -20˚C | 180˚C |  |  | ISO 5208 |  | 30 | Water | 6 | Air |  | None | 5824 | 16440 | 16440 |  | 40 | 18 | 14.4 | 14.4 | 14.4
BV1134 | L1RF1S-050mm | L&T | Ball Valve | IS0 17292 | ASME B16.10 | 50 |  | 2Way, 1pc, Regular Bore, Floating | Bi-Directional | ASTM A 351 Gr. CF8M | Standard | ASTM A479 Type 316 | ASTM A351 Gr. CF8M / ASTM A182 Gr. F316 |  | PTFE |  | Flanged to ASME B16.5 #150 | ASME B16.5 #150 | ASME B16.5 #150 | Graphite and Carbon-filled PTFE | Graphite | ASME Class 150 | -20˚C | 180˚C |  |  | ISO 5208 |  | 30 | Water | 6 | Air |  | None | 8843 | 22708 | 22708 |  | 50 | 38 | 30.4 | 30.4 | 30.4
BV1135 | L1RF1S-065mm | L&T | Ball Valve | IS0 17292 | ASME B16.10 | 65 |  | 2Way, 1pc, Regular Bore, Floating | Bi-Directional | ASTM A 351 Gr. CF8M | Standard | ASTM A479 Type 316 | ASTM A351 Gr. CF8M / ASTM A182 Gr. F316 |  | PTFE |  | Flanged to ASME B16.5 #150 | ASME B16.5 #150 | ASME B16.5 #150 | Graphite and Carbon-filled PTFE | Graphite | ASME Class 150 | -20˚C | 180˚C |  |  | ISO 5208 |  | 30 | Water | 6 | Air |  | None | 16794 | 37372 | 37372 |  | 65 | 48 | 38.4 | 38.4 | 38.4
BV1136 | L1RF1S-080mm | L&T | Ball Valve | IS0 17292 | ASME B16.10 | 80 |  | 2Way, 1pc, Regular Bore, Floating | Bi-Directional | ASTM A 351 Gr. CF8M | Standard | ASTM A479 Type 316 | ASTM A351 Gr. CF8M / ASTM A182 Gr. F316 |  | PTFE |  | Flanged to ASME B16.5 #150 | ASME B16.5 #150 | ASME B16.5 #150 | Graphite and Carbon-filled PTFE | Graphite | ASME Class 150 | -20˚C | 180˚C |  |  | ISO 5208 |  | 30 | Water | 6 | Air |  | None | 20057 | 48234 | 48234 |  | 80 | 90 | 72 | 72 | 72
BV1137 | L1RF1S-100mm | L&T | Ball Valve | IS0 17292 | ASME B16.10 | 100 |  | 2Way, 1pc, Regular Bore, Floating | Bi-Directional | ASTM A 351 Gr. CF8M | Standard | ASTM A479 Type 316 | ASTM A351 Gr. CF8M / ASTM A182 Gr. F316 |  | PTFE |  | Flanged to ASME B16.5 #150 | ASME B16.5 #150 | ASME B16.5 #150 | Graphite and Carbon-filled PTFE | Graphite | ASME Class 150 | -20˚C | 180˚C |  |  | ISO 5208 |  | 30 | Water | 6 | Air |  | None | 31286 | 72140 | 72140 |  | 100 | 145 | 116 | 116 | 116
BV1138 | L1RF1S-150mm | L&T | Ball Valve | IS0 17292 | ASME B16.10 | 150 |  | 2Way, 1pc, Regular Bore, Floating | Bi-Directional | ASTM A 351 Gr. CF8M | Standard | ASTM A479 Type 316 | ASTM A351 Gr. CF8M / ASTM A182 Gr. F316 |  | PTFE |  | Flanged to ASME B16.5 #150 | ASME B16.5 #150 | ASME B16.5 #150 | Graphite and Carbon-filled PTFE | Graphite | ASME Class 150 | -20˚C | 180˚C |  |  | ISO 5208 |  | 30 | Water | 6 | Air |  | None | 49703 | 130731 | 130731 |  | 150 | 190 | 152 | 152 | 152
BV1245 | L3FF1C-015mm | L&T | Ball Valve | IS0 17292 | ASME B16.10 | 15 |  | 2Way, 3pc, Full Bore, Floating | Bi-Directional | ASTM A 216 Gr. WCB | Standard | ASTM A479 Type 316 | ASTM A351 Gr. CF8M / ASTM A182 Gr. F316 |  | PTFE |  | Flanged to ASME B16.5 #150 | ASME B16.5 #150 | ASME B16.5 #150 | Graphite and Carbon-filled PTFE | Graphite | ASME Class 150 | -20˚C | 180˚C |  |  | ISO 5208 |  | 30 | Water | 6 | Air |  | None | 1478 | 3051 | 3051 |  | 15 | 5 | 4 | 4 | 4
BV1246 | L3RF1C-020mm | L&T | Ball Valve | IS0 17292 | ASME B16.10 | 20 |  | 2Way, 3pc, Regular Bore, Floating | Bi-Directional | ASTM A 216 Gr. WCB | Standard | ASTM A479 Type 316 | ASTM A351 Gr. CF8M / ASTM A182 Gr. F316 |  | PTFE |  | Flanged to ASME B16.5 #150 | ASME B16.5 #150 | ASME B16.5 #150 | Graphite and Carbon-filled PTFE | Graphite | ASME Class 150 | -20˚C | 180˚C |  |  | ISO 5208 |  | 30 | Water | 6 | Air |  | None | 1683 | 3590 | 3590 |  | 20 | 5 | 4 | 4 | 4
BV1247 | L3RF1C-025mm | L&T | Ball Valve | IS0 17292 | ASME B16.10 | 25 |  | 2Way, 3pc, Regular Bore, Floating | Bi-Directional | ASTM A 216 Gr. WCB | Standard | ASTM A479 Type 316 | ASTM A351 Gr. CF8M / ASTM A182 Gr. F316 |  | PTFE |  | Flanged to ASME B16.5 #150 | ASME B16.5 #150 | ASME B16.5 #150 | Graphite and Carbon-filled PTFE | Graphite | ASME Class 150 | -20˚C | 180˚C |  |  | ISO 5208 |  | 30 | Water | 6 | Air |  | None | 2284 | 4836 | 4836 |  | 25 | 8 | 6.4 | 6.4 | 6.4
BV1248 | L3RF1C-040mm | L&T | Ball Valve | IS0 17292 | ASME B16.10 | 40 |  | 2Way, 3pc, Regular Bore, Floating | Bi-Directional | ASTM A 216 Gr. WCB | Standard | ASTM A479 Type 316 | ASTM A351 Gr. CF8M / ASTM A182 Gr. F316 |  | PTFE |  | Flanged to ASME B16.5 #150 | ASME B16.5 #150 | ASME B16.5 #150 | Graphite and Carbon-filled PTFE | Graphite | ASME Class 150 | -20˚C | 180˚C |  |  | ISO 5208 |  | 30 | Water | 6 | Air |  | None | 4632 | 9566 | 9566 |  | 40 | 13 | 10.4 | 10.4 | 10.4
BV1249 | L3RF1C-050mm | L&T | Ball Valve | IS0 17292 | ASME B16.10 | 50 |  | 2Way, 3pc, Regular Bore, Floating | Bi-Directional | ASTM A 216 Gr. WCB | Standard | ASTM A479 Type 316 | ASTM A351 Gr. CF8M / ASTM A182 Gr. F316 |  | PTFE |  | Flanged to ASME B16.5 #150 | ASME B16.5 #150 | ASME B16.5 #150 | Graphite and Carbon-filled PTFE | Graphite | ASME Class 150 | -20˚C | 180˚C |  |  | ISO 5208 |  | 30 | Water | 6 | Air |  | None | 5559 | 11489 | 11489 |  | 50 | 33 | 26.4 | 26.4 | 26.4
BV1250 | L3FF1S-015mm | L&T | Ball Valve | IS0 17292 | ASME B16.10 | 15 |  | 2Way, 3pc, Full Bore, Floating | Bi-Directional | ASTM A 351 Gr. CF8M | Standard | ASTM A479 Type 316 | ASTM A351 Gr. CF8M / ASTM A182 Gr. F316 |  | PTFE |  | Flanged to ASME B16.5 #150 | ASME B16.5 #150 | ASME B16.5 #150 | Graphite and Carbon-filled PTFE | Graphite | ASME Class 150 | -20˚C | 180˚C |  |  | ISO 5208 |  | 30 | Water | 6 | Air |  | None | 2489 | 5735 | 5735 |  | 15 | 5 | 4 | 4 | 4
BV1251 | L3RF1S-020mm | L&T | Ball Valve | IS0 17292 | ASME B16.10 | 20 |  | 2Way, 3pc, Regular Bore, Floating | Bi-Directional | ASTM A 351 Gr. CF8M | Standard | ASTM A479 Type 316 | ASTM A351 Gr. CF8M / ASTM A182 Gr. F316 |  | PTFE |  | Flanged to ASME B16.5 #150 | ASME B16.5 #150 | ASME B16.5 #150 | Graphite and Carbon-filled PTFE | Graphite | ASME Class 150 | -20˚C | 180˚C |  |  | ISO 5208 |  | 30 | Water | 6 | Air |  | None | 2874 | 6465 | 6465 |  | 20 | 5 | 4 | 4 | 4
BV1252 | L3RF1S-025mm | L&T | Ball Valve | IS0 17292 | ASME B16.10 | 25 |  | 2Way, 3pc, Regular Bore, Floating | Bi-Directional | ASTM A 351 Gr. CF8M | Standard | ASTM A479 Type 316 | ASTM A351 Gr. CF8M / ASTM A182 Gr. F316 |  | PTFE |  | Flanged to ASME B16.5 #150 | ASME B16.5 #150 | ASME B16.5 #150 | Graphite and Carbon-filled PTFE | Graphite | ASME Class 150 | -20˚C | 180˚C |  |  | ISO 5208 |  | 30 | Water | 6 | Air |  | None | 3893 | 8613 | 8613 |  | 25 | 8 | 6.4 | 6.4 | 6.4
BV1253 | L3RF1S-040mm | L&T | Ball Valve | IS0 17292 | ASME B16.10 | 40 |  | 2Way, 3pc, Regular Bore, Floating | Bi-Directional | ASTM A 351 Gr. CF8M | Standard | ASTM A479 Type 316 | ASTM A351 Gr. CF8M / ASTM A182 Gr. F316 |  | PTFE |  | Flanged to ASME B16.5 #150 | ASME B16.5 #150 | ASME B16.5 #150 | Graphite and Carbon-filled PTFE | Graphite | ASME Class 150 | -20˚C | 180˚C |  |  | ISO 5208 |  | 30 | Water | 6 | Air |  | None | 7855 | 16380 | 16380 |  | 40 | 13 | 10.4 | 10.4 | 10.4
BV1254 | L3RF1S-050mm | L&T | Ball Valve | IS0 17292 | ASME B16.10 | 50 |  | 2Way, 3pc, Regular Bore, Floating | Bi-Directional | ASTM A 351 Gr. CF8M | Standard | ASTM A479 Type 316 | ASTM A351 Gr. CF8M / ASTM A182 Gr. F316 |  | PTFE |  | Flanged to ASME B16.5 #150 | ASME B16.5 #150 | ASME B16.5 #150 | Graphite and Carbon-filled PTFE | Graphite | ASME Class 150 | -20˚C | 180˚C |  |  | ISO 5208 |  | 30 | Water | 6 | Air |  | None | 9370 | 20880 | 20880 |  | 50 | 33 | 26.4 | 26.4 | 26.4
BV1327 | L1FF1CP-015mm | L&T | Ball Valve | IS0 17292 | ASME B16.10 | 15 |  | 2Way, 1pc, Full Bore, Floating | Bi-Directional | ASTM A 216 Gr. WCB | Standard | ASTM A479 Type 316 | ASTM A351 Gr. CF8M / ASTM A182 Gr. F316 |  | Polyfil |  | Flanged to ASME B16.5 #150 | ASME B16.5 #150 | ASME B16.5 #150 | Graphite and Carbon-filled PTFE | Graphite | ASME Class 150 | -20˚C | 180˚C |  |  | ISO 5208 |  | 30 | Water | 6 | Air |  | None | 1878 | 3939 | 3939 |  | 15 | 5 | 4 | 4 | 4
BV1328 | L1RF1CP-020mm | L&T | Ball Valve | IS0 17292 | ASME B16.10 | 20 |  | 2Way, 1pc, Regular Bore, Floating | Bi-Directional | ASTM A 216 Gr. WCB | Standard | ASTM A479 Type 316 | ASTM A351 Gr. CF8M / ASTM A182 Gr. F316 |  | Polyfil |  | Flanged to ASME B16.5 #150 | ASME B16.5 #150 | ASME B16.5 #150 | Graphite and Carbon-filled PTFE | Graphite | ASME Class 150 | -20˚C | 180˚C |  |  | ISO 5208 |  | 30 | Water | 6 | Air |  | None | 1957 | 4127 | 4127 |  | 20 | 6.5 | 5.2 | 5.2 | 5.2
BV1329 | L1RF1CP-025mm | L&T | Ball Valve | IS0 17292 | ASME B16.10 | 25 |  | 2Way, 1pc, Regular Bore, Floating | Bi-Directional | ASTM A 216 Gr. WCB | Standard | ASTM A479 Type 316 | ASTM A351 Gr. CF8M / ASTM A182 Gr. F316 |  | Polyfil |  | Flanged to ASME B16.5 #150 | ASME B16.5 #150 | ASME B16.5 #150 | Graphite and Carbon-filled PTFE | Graphite | ASME Class 150 | -20˚C | 180˚C |  |  | ISO 5208 |  | 30 | Water | 6 | Air |  | None | 2318 | 5277.5 | 5277.5 |  | 25 | 15.6 | 12.48 | 12.48 | 12.48
BV1330 | L1RF1CP-040mm | L&T | Ball Valve | IS0 17292 | ASME B16.10 | 40 |  | 2Way, 1pc, Regular Bore, Floating | Bi-Directional | ASTM A 216 Gr. WCB | Standard | ASTM A479 Type 316 | ASTM A351 Gr. CF8M / ASTM A182 Gr. F316 |  | Polyfil |  | Flanged to ASME B16.5 #150 | ASME B16.5 #150 | ASME B16.5 #150 | Graphite and Carbon-filled PTFE | Graphite | ASME Class 150 | -20˚C | 180˚C |  |  | ISO 5208 |  | 30 | Water | 6 | Air |  | None | 3549 | 8139 | 8139 |  | 40 | 23.4 | 18.72 | 18.72 | 18.72
BV1331 | L1RF1CP-050mm | L&T | Ball Valve | IS0 17292 | ASME B16.10 | 50 |  | 2Way, 1pc, Regular Bore, Floating | Bi-Directional | ASTM A 216 Gr. WCB | Standard | ASTM A479 Type 316 | ASTM A351 Gr. CF8M / ASTM A182 Gr. F316 |  | Polyfil |  | Flanged to ASME B16.5 #150 | ASME B16.5 #150 | ASME B16.5 #150 | Graphite and Carbon-filled PTFE | Graphite | ASME Class 150 | -20˚C | 180˚C |  |  | ISO 5208 |  | 30 | Water | 6 | Air |  | None | 5737 | 12483.5 | 12483.5 |  | 50 | 49.4 | 39.52 | 39.52 | 39.52
BV1332 | L1RF1CP-065mm | L&T | Ball Valve | IS0 17292 | ASME B16.10 | 65 |  | 2Way, 1pc, Regular Bore, Floating | Bi-Directional | ASTM A 216 Gr. WCB | Standard | ASTM A479 Type 316 | ASTM A351 Gr. CF8M / ASTM A182 Gr. F316 |  | Polyfil |  | Flanged to ASME B16.5 #150 | ASME B16.5 #150 | ASME B16.5 #150 | Graphite and Carbon-filled PTFE | Graphite | ASME Class 150 | -20˚C | 180˚C |  |  | ISO 5208 |  | 30 | Water | 6 | Air |  | None | 10395 | 22061 | 22061 |  | 65 | 62.4 | 49.92 | 49.92 | 49.92
BV1333 | L1RF1CP-080mm | L&T | Ball Valve | IS0 17292 | ASME B16.10 | 80 |  | 2Way, 1pc, Regular Bore, Floating | Bi-Directional | ASTM A 216 Gr. WCB | Standard | ASTM A479 Type 316 | ASTM A351 Gr. CF8M / ASTM A182 Gr. F316 |  | Polyfil |  | Flanged to ASME B16.5 #150 | ASME B16.5 #150 | ASME B16.5 #150 | Graphite and Carbon-filled PTFE | Graphite | ASME Class 150 | -20˚C | 180˚C |  |  | ISO 5208 |  | 30 | Water | 6 | Air |  | None | 13525 | 28174 | 28174 |  | 80 | 117 | 93.6 | 93.6 | 93.6
BV1334 | L1RF1CP-100mm | L&T | Ball Valve | IS0 17292 | ASME B16.10 | 100 |  | 2Way, 1pc, Regular Bore, Floating | Bi-Directional | ASTM A 216 Gr. WCB | Standard | ASTM A479 Type 316 | ASTM A351 Gr. CF8M / ASTM A182 Gr. F316 |  | Polyfil |  | Flanged to ASME B16.5 #150 | ASME B16.5 #150 | ASME B16.5 #150 | Graphite and Carbon-filled PTFE | Graphite | ASME Class 150 | -20˚C | 180˚C |  |  | ISO 5208 |  | 30 | Water | 6 | Air |  | None | 21207 | 44241.5 | 44241.5 |  | 100 | 188.5 | 150.8 | 150.8 | 150.8
BV1335 | L1RF1CP-150mm | L&T | Ball Valve | IS0 17292 | ASME B16.10 | 150 |  | 2Way, 1pc, Regular Bore, Floating | Bi-Directional | ASTM A 216 Gr. WCB | Standard | ASTM A479 Type 316 | ASTM A351 Gr. CF8M / ASTM A182 Gr. F316 |  | Polyfil |  | Flanged to ASME B16.5 #150 | ASME B16.5 #150 | ASME B16.5 #150 | Graphite and Carbon-filled PTFE | Graphite | ASME Class 150 | -20˚C | 180˚C |  |  | ISO 5208 |  | 30 | Water | 6 | Air |  | None | 31355 | 65233.5 | 65233.5 |  | 150 | 247 | 197.6 | 197.6 | 197.6
BV1336 | L2FF1CP-015mm | L&T | Ball Valve | IS0 17292 | ASME B16.10 | 15 |  | 2Way, 2pc, Full Bore, Floating | Bi-Directional | ASTM A 216 Gr. WCB | Standard | ASTM A479 Type 316 | ASTM A351 Gr. CF8M / ASTM A182 Gr. F316 |  | Polyfil |  | Flanged to ASME B16.5 #150 | ASME B16.5 #150 | ASME B16.5 #150 | Graphite and Carbon-filled PTFE | Graphite | ASME Class 150 | -20˚C | 180˚C |  |  | ISO 5208 |  | 30 | Water | 6 | Air |  | None | 1844 | 4345 | 4345 |  | 15 | 11.7 | 9.36 | 9.36 | 9.36
BV1337 | L2FF1CP-020mm | L&T | Ball Valve | IS0 17292 | ASME B16.10 | 20 |  | 2Way, 2pc, Full Bore, Floating | Bi-Directional | ASTM A 216 Gr. WCB | Standard | ASTM A479 Type 316 | ASTM A351 Gr. CF8M / ASTM A182 Gr. F316 |  | Polyfil |  | Flanged to ASME B16.5 #150 | ASME B16.5 #150 | ASME B16.5 #150 | Graphite and Carbon-filled PTFE | Graphite | ASME Class 150 | -20˚C | 180˚C |  |  | ISO 5208 |  | 30 | Water | 6 | Air |  | None | 2127 | 4922 | 4922 |  | 20 | 11.7 | 9.36 | 9.36 | 9.36
BV1338 | L2FF1CP-025mm | L&T | Ball Valve | IS0 17292 | ASME B16.10 | 25 |  | 2Way, 2pc, Full Bore, Floating | Bi-Directional | ASTM A 216 Gr. WCB | Standard | ASTM A479 Type 316 | ASTM A351 Gr. CF8M / ASTM A182 Gr. F316 |  | Polyfil |  | Flanged to ASME B16.5 #150 | ASME B16.5 #150 | ASME B16.5 #150 | Graphite and Carbon-filled PTFE | Graphite | ASME Class 150 | -20˚C | 180˚C |  |  | ISO 5208 |  | 30 | Water | 6 | Air |  | None | 2963 | 6387 | 6387 |  | 25 | 18.2 | 14.56 | 14.56 | 14.56
BV1339 | L2FF1CP-040mm | L&T | Ball Valve | IS0 17292 | ASME B16.10 | 40 |  | 2Way, 2pc, Full Bore, Floating | Bi-Directional | ASTM A 216 Gr. WCB | Standard | ASTM A479 Type 316 | ASTM A351 Gr. CF8M / ASTM A182 Gr. F316 |  | Polyfil |  | Flanged to ASME B16.5 #150 | ASME B16.5 #150 | ASME B16.5 #150 | Graphite and Carbon-filled PTFE | Graphite | ASME Class 150 | -20˚C | 180˚C |  |  | ISO 5208 |  | 30 | Water | 6 | Air |  | None | 5060 | 11166 | 11166 |  | 40 | 32.5 | 26 | 26 | 26
BV1340 | L2FF1CP-050mm | L&T | Ball Valve | IS0 17292 | ASME B16.10 | 50 |  | 2Way, 2pc, Full Bore, Floating | Bi-Directional | ASTM A 216 Gr. WCB | Standard | ASTM A479 Type 316 | ASTM A351 Gr. CF8M / ASTM A182 Gr. F316 |  | Polyfil |  | Flanged to ASME B16.5 #150 | ASME B16.5 #150 | ASME B16.5 #150 | Graphite and Carbon-filled PTFE | Graphite | ASME Class 150 | -20˚C | 180˚C |  |  | ISO 5208 |  | 30 | Water | 6 | Air |  | None | 8107 | 16850 | 16850 |  | 50 | 84.5 | 67.6 | 67.6 | 67.6
BV1341 | L2FF1CP-065mm | L&T | Ball Valve | IS0 17292 | ASME B16.10 | 65 |  | 2Way, 2pc, Full Bore, Floating | Bi-Directional | ASTM A 216 Gr. WCB | Standard | ASTM A479 Type 316 | ASTM A351 Gr. CF8M / ASTM A182 Gr. F316 |  | Polyfil |  | Flanged to ASME B16.5 #150 | ASME B16.5 #150 | ASME B16.5 #150 | Graphite and Carbon-filled PTFE | Graphite | ASME Class 150 | -20˚C | 180˚C |  |  | ISO 5208 |  | 30 | Water | 6 | Air |  | None | 12892 | 26800 | 26800 |  | 65 | 117 | 93.6 | 93.6 | 93.6
BV1342 | L2FF1CP-080mm | L&T | Ball Valve | IS0 17292 | ASME B16.10 | 80 |  | 2Way, 2pc, Full Bore, Floating | Bi-Directional | ASTM A 216 Gr. WCB | Standard | ASTM A479 Type 316 | ASTM A351 Gr. CF8M / ASTM A182 Gr. F316 |  | Polyfil |  | Flanged to ASME B16.5 #150 | ASME B16.5 #150 | ASME B16.5 #150 | Graphite and Carbon-filled PTFE | Graphite | ASME Class 150 | -20˚C | 180˚C |  |  | ISO 5208 |  | 30 | Water | 6 | Air |  | None | 17550 | 36550 | 36550 |  | 80 | 195 | 156 | 156 | 156
BV1343 | L2FF1CP-0100mm | L&T | Ball Valve | IS0 17292 | ASME B16.10 | 100 |  | 2Way, 2pc, Full Bore, Floating | Bi-Directional | ASTM A 216 Gr. WCB | Standard | ASTM A479 Type 316 | ASTM A351 Gr. CF8M / ASTM A182 Gr. F316 |  | Polyfil |  | Flanged to ASME B16.5 #150 | ASME B16.5 #150 | ASME B16.5 #150 | Graphite and Carbon-filled PTFE | Graphite | ASME Class 150 | -20˚C | 180˚C |  |  | ISO 5208 |  | 30 | Water | 6 | Air |  | None | 28356 | 59023 | 59023 |  | 100 | 214.5 | 171.6 | 171.6 | 171.6
BV1344 | L2FF1CP-0150mm | L&T | Ball Valve | IS0 17292 | ASME B16.10 | 150 |  | 2Way, 2pc, Full Bore, Floating | Bi-Directional | ASTM A 216 Gr. WCB | Standard | ASTM A479 Type 316 | ASTM A351 Gr. CF8M / ASTM A182 Gr. F316 |  | Polyfil |  | Flanged to ASME B16.5 #150 | ASME B16.5 #150 | ASME B16.5 #150 | Graphite and Carbon-filled PTFE | Graphite | ASME Class 150 | -20˚C | 180˚C |  |  | ISO 5208 |  | 30 | Water | 6 | Air |  | None | 68758 | 143126 | 143126 |  | 150 | 325 | 260 | 260 | 260
BV1345 | L2FF1CP-0200mm | L&T | Ball Valve | IS0 17292 | ASME B16.10 | 200 |  | 2Way, 2pc, Full Bore, Floating | Bi-Directional | ASTM A 216 Gr. WCB | Standard | ASTM A479 Type 316 | ASTM A351 Gr. CF8M / ASTM A182 Gr. F316 |  | Polyfil |  | Flanged to ASME B16.5 #150 | ASME B16.5 #150 | ASME B16.5 #150 | Graphite and Carbon-filled PTFE | Graphite | ASME Class 150 | -20˚C | 180˚C |  |  | ISO 5208 |  | 30 | Water | 6 | Air |  | None | 151720 | 315332 | 315332 |  | 200 | 845 | 676 | 676 | 676
BV1480 | L1RF1SP-020mm | L&T | Ball Valve | IS0 17292 | ASME B16.10 | 20 |  | 2Way, 1pc, Regular Bore, Floating | Bi-Directional | ASTM A 351 Gr. CF8M | Standard | ASTM A479 Type 316 | ASTM A351 Gr. CF8M / ASTM A182 Gr. F316 |  | Polyfil |  | Flanged to ASME B16.5 #150 | ASME B16.5 #150 | ASME B16.5 #150 | Graphite and Carbon-filled PTFE | Graphite | ASME Class 150 | -20˚C | 180˚C |  |  | ISO 5208 |  | 30 | Water | 6 | Air |  | None | 2979 | 6480 | 6480 |  | 20 | 6.5 | 5.2 | 5.2 | 5.2
BV1481 | L1RF1SP-025mm | L&T | Ball Valve | IS0 17292 | ASME B16.10 | 25 |  | 2Way, 1pc, Regular Bore, Floating | Bi-Directional | ASTM A 351 Gr. CF8M | Standard | ASTM A479 Type 316 | ASTM A351 Gr. CF8M / ASTM A182 Gr. F316 |  | Polyfil |  | Flanged to ASME B16.5 #150 | ASME B16.5 #150 | ASME B16.5 #150 | Graphite and Carbon-filled PTFE | Graphite | ASME Class 150 | -20˚C | 180˚C |  |  | ISO 5208 |  | 30 | Water | 6 | Air |  | None | 3916 | 10139.5 | 10139.5 |  | 25 | 15.6 | 12.48 | 12.48 | 12.48
BV1482 | L1RF1SP-040mm | L&T | Ball Valve | IS0 17292 | ASME B16.10 | 40 |  | 2Way, 1pc, Regular Bore, Floating | Bi-Directional | ASTM A 351 Gr. CF8M | Standard | ASTM A479 Type 316 | ASTM A351 Gr. CF8M / ASTM A182 Gr. F316 |  | Polyfil |  | Flanged to ASME B16.5 #150 | ASME B16.5 #150 | ASME B16.5 #150 | Graphite and Carbon-filled PTFE | Graphite | ASME Class 150 | -20˚C | 180˚C |  |  | ISO 5208 |  | 30 | Water | 6 | Air |  | None | 5908 | 16650 | 16650 |  | 40 | 23.4 | 18.72 | 18.72 | 18.72
BV1483 | L1RF1SP-050mm | L&T | Ball Valve | IS0 17292 | ASME B16.10 | 50 |  | 2Way, 1pc, Regular Bore, Floating | Bi-Directional | ASTM A 351 Gr. CF8M | Standard | ASTM A479 Type 316 | ASTM A351 Gr. CF8M / ASTM A182 Gr. F316 |  | Polyfil |  | Flanged to ASME B16.5 #150 | ASME B16.5 #150 | ASME B16.5 #150 | Graphite and Carbon-filled PTFE | Graphite | ASME Class 150 | -20˚C | 180˚C |  |  | ISO 5208 |  | 30 | Water | 6 | Air |  | None | 9128 | 23420.5 | 23420.5 |  | 50 | 49.4 | 39.52 | 39.52 | 39.52
BV1484 | L1RF1SP-065mm | L&T | Ball Valve | IS0 17292 | ASME B16.10 | 65 |  | 2Way, 1pc, Regular Bore, Floating | Bi-Directional | ASTM A 351 Gr. CF8M | Standard | ASTM A479 Type 316 | ASTM A351 Gr. CF8M / ASTM A182 Gr. F316 |  | Polyfil |  | Flanged to ASME B16.5 #150 | ASME B16.5 #150 | ASME B16.5 #150 | Graphite and Carbon-filled PTFE | Graphite | ASME Class 150 | -20˚C | 180˚C |  |  | ISO 5208 |  | 30 | Water | 6 | Air |  | None | 17084 | 38097 | 38097 |  | 65 | 62.4 | 49.92 | 49.92 | 49.92
BV1485 | L1RF1SP-080mm | L&T | Ball Valve | IS0 17292 | ASME B16.10 | 80 |  | 2Way, 1pc, Regular Bore, Floating | Bi-Directional | ASTM A 351 Gr. CF8M | Standard | ASTM A479 Type 316 | ASTM A351 Gr. CF8M / ASTM A182 Gr. F316 |  | Polyfil |  | Flanged to ASME B16.5 #150 | ASME B16.5 #150 | ASME B16.5 #150 | Graphite and Carbon-filled PTFE | Graphite | ASME Class 150 | -20˚C | 180˚C |  |  | ISO 5208 |  | 30 | Water | 6 | Air |  | None | 20471 | 49269 | 49269 |  | 80 | 117 | 93.6 | 93.6 | 93.6
BV1486 | L1RF1SP-100mm | L&T | Ball Valve | IS0 17292 | ASME B16.10 | 100 |  | 2Way, 1pc, Regular Bore, Floating | Bi-Directional | ASTM A 351 Gr. CF8M | Standard | ASTM A479 Type 316 | ASTM A351 Gr. CF8M / ASTM A182 Gr. F316 |  | Polyfil |  | Flanged to ASME B16.5 #150 | ASME B16.5 #150 | ASME B16.5 #150 | Graphite and Carbon-filled PTFE | Graphite | ASME Class 150 | -20˚C | 180˚C |  |  | ISO 5208 |  | 30 | Water | 6 | Air |  | None | 32045 | 74037.5 | 74037.5 |  | 100 | 188.5 | 150.8 | 150.8 | 150.8
BV1487 | L1RF1SP-150mm | L&T | Ball Valve | IS0 17292 | ASME B16.10 | 150 |  | 2Way, 1pc, Regular Bore, Floating | Bi-Directional | ASTM A 351 Gr. CF8M | Standard | ASTM A479 Type 316 | ASTM A351 Gr. CF8M / ASTM A182 Gr. F316 |  | Polyfil |  | Flanged to ASME B16.5 #150 | ASME B16.5 #150 | ASME B16.5 #150 | Graphite and Carbon-filled PTFE | Graphite | ASME Class 150 | -20˚C | 180˚C |  |  | ISO 5208 |  | 30 | Water | 6 | Air |  | None | 50740 | 133323.5 | 133323.5 |  | 150 | 247 | 197.6 | 197.6 | 197.6

## MARSH ELECTRICAL ACTUATOR
Bare Actuator Code | Model | Make | Actuator Type | Action | Number of Springs | Pneumatic Supply Minimum | Pneumatic Supply Maximum | Control Pressure | Power Supply | Pneumatic Connection | Material | Actuator Orientation | Open to Close Time | Power Consumption | Enclosure Protection | Temperature Rating Deg C | Certification | Cost Rate (INR) | Act Lock |  |  | Name | ID
EA1002 | QT 5 | Marsh | Electric - Motorised | Quarter Turn 0-90˚ |  |  |  |  | 1Ph - 230 VAC, 50Hz |  | Aluminium Body Base | Not Applicable | 17 sec | 125 W | IP 65 |  | None | 13612.5 | XX | QT 5 | EA1002 | A.H. Mahrukhar | marshautomation@gmail.com
EA1003 | QT 10 | Marsh | Electric - Motorised | Quarter Turn 0-90˚ |  |  |  |  | 1Ph - 230 VAC, 50Hz |  | Aluminium Body Base | Not Applicable | 20 sec | 175 W | IP 65 |  | None | 18727.5 | XX | QT 10 | EA1003

## BUTTERFLY VALVE PN10
Bare Valve Code | Model | Make | Valve Type | Design Standard | Face to Face | Valve Size | Port Size | Body Style | Flow Direction | Body & Bonnet Material | Type Of Bonnet | Stem Material | Trim Material | Internal Type | Seat Material | Characteristics | End Connections | Flange Dimensions | Drilling | Bonnet Packing | Body Packing | Pressure Rating | Min Temp Rating( Deg C) | Max Temp Rating( Deg C) | Valve Kv | Hardware | Testing Standard | Leakage Class | Body Hydro Test Pressure | Body Hydro Test Fluid | Seat Leakage Test Pressure | Seat Leakage Test Fluid | Product Group | Certification | SPR Rate (INR) | Offer Rate | L&T LP 24 | Blank | DN | BTO | ETO
BF1001 | 1IWE6CL-050mm | L&T | Butterfly Valve, Centric | EN 593 (BS 5155) |  | 50 |  | Sandwich, Wafer, Moulded Seat | Bi-Directional | Cast Iron EN 1561 (BS 1452) Gr.200, Gr. 250 | Standard | Carbon Steel (EN8) | ASTM A 351 Gr. CF8M |  | EPDM |  | Wafer Flangeless |  | To suit BS 10 Table D & E, ASME B 16.1 Class 125, B 16.5 Class 150, EN 1092-2 PN 10, BS 4504 PN 10, IS 6392 Table 11 |  |  | PN 10 | 0˚C | 120˚C |  |  | EN 12266 Part 1&2 |  | 15 | Water | 11 | Water |  | None | 1442 | 4139 | 4139 |  | 50 | 8
BF1002 | 1IWE6CL-065mm | L&T | Butterfly Valve, Centric | EN 593 (BS 5155) |  | 65 |  | Sandwich, Wafer, Moulded Seat | Bi-Directional | Cast Iron EN 1561 (BS 1452) Gr.200, Gr. 250 | Standard | Carbon Steel (EN8) | ASTM A 351 Gr. CF8M |  | EPDM |  | Wafer Flangeless |  | To suit BS 10 Table D & E, ASME B 16.1 Class 125, B 16.5 Class 150, EN 1092-2 PN 10, BS 4504 PN 10, IS 6392 Table 11 |  |  | PN 10 | 0˚C | 120˚C |  |  | EN 12266 Part 1&2 |  | 15 | Water | 11 | Water |  | None | 1516 | 4426 | 4426 |  | 65 | 12
BF1003 | 1IWE6CL-080mm | L&T | Butterfly Valve, Centric | EN 593 (BS 5155) |  | 80 |  | Sandwich, Wafer, Moulded Seat | Bi-Directional | Cast Iron EN 1561 (BS 1452) Gr.200, Gr. 250 | Standard | Carbon Steel (EN8) | ASTM A 351 Gr. CF8M |  | EPDM |  | Wafer Flangeless |  | To suit BS 10 Table D & E, ASME B 16.1 Class 125, B 16.5 Class 150, EN 1092-2 PN 10, BS 4504 PN 10, IS 6392 Table 11 |  |  | PN 10 | 0˚C | 120˚C |  |  | EN 12266 Part 1&2 |  | 15 | Water | 11 | Water |  | None | 1767 | 5174 | 5174 |  | 80 | 16
BF1004 | 1IWE6CL-100mm | L&T | Butterfly Valve, Centric | EN 593 (BS 5155) |  | 100 |  | Sandwich, Wafer, Moulded Seat | Bi-Directional | Cast Iron EN 1561 (BS 1452) Gr.200, Gr. 250 | Standard | Carbon Steel (EN8) | ASTM A 351 Gr. CF8M |  | EPDM |  | Wafer Flangeless |  | To suit BS 10 Table D & E, ASME B 16.1 Class 125, B 16.5 Class 150, EN 1092-2 PN 10, BS 4504 PN 10, IS 6392 Table 11 |  |  | PN 10 | 0˚C | 120˚C |  |  | EN 12266 Part 1&2 |  | 15 | Water | 11 | Water |  | None | 2616 | 7292 | 7292 |  | 100 | 25
BF1005 | 1IWE6CL-125mm | L&T | Butterfly Valve, Centric | EN 593 (BS 5155) |  | 125 |  | Sandwich, Wafer, Moulded Seat | Bi-Directional | Cast Iron EN 1561 (BS 1452) Gr.200, Gr. 250 | Standard | Carbon Steel (EN8) | ASTM A 351 Gr. CF8M |  | EPDM |  | Wafer Flangeless |  | To suit BS 10 Table D & E, ASME B 16.1 Class 125, B 16.5 Class 150, EN 1092-2 PN 10, BS 4504 PN 10, IS 6392 Table 11 |  |  | PN 10 | 0˚C | 120˚C |  |  | EN 12266 Part 1&2 |  | 15 | Water | 11 | Water |  | None | 3204 | 9502 | 9502 |  | 125 | 40
BF1006 | 1IWE6CL-150mm | L&T | Butterfly Valve, Centric | EN 593 (BS 5155) |  | 150 |  | Sandwich, Wafer, Moulded Seat | Bi-Directional | Cast Iron EN 1561 (BS 1452) Gr.200, Gr. 250 | Standard | Carbon Steel (EN8) | ASTM A 351 Gr. CF8M |  | EPDM |  | Wafer Flangeless |  | To suit BS 10 Table D & E, ASME B 16.1 Class 125, B 16.5 Class 150, EN 1092-2 PN 10, BS 4504 PN 10, IS 6392 Table 11 |  |  | PN 10 | 0˚C | 120˚C |  |  | EN 12266 Part 1&2 |  | 15 | Water | 11 | Water |  | None | 4058 | 12222 | 12222 |  | 150 | 55
BF1007 | 1IWE6CL-200mm | L&T | Butterfly Valve, Centric | EN 593 (BS 5155) |  | 200 |  | Sandwich, Wafer, Moulded Seat | Bi-Directional | Cast Iron EN 1561 (BS 1452) Gr.200, Gr. 250 | Standard | Carbon Steel (EN8) | ASTM A 351 Gr. CF8M |  | EPDM |  | Wafer Flangeless |  | To suit BS 10 Table D & E, ASME B 16.1 Class 125, B 16.5 Class 150, EN 1092-2 PN 10, BS 4504 PN 10, IS 6392 Table 11 |  |  | PN 10 | 0˚C | 120˚C |  |  | EN 12266 Part 1&2 |  | 15 | Water | 11 | Water |  | None | 9123 | 24096 | 24096 |  | 200 | 105
BF1008 | 1IWE6CL-250mm | L&T | Butterfly Valve, Centric | EN 593 (BS 5155) |  | 250 |  | Sandwich, Wafer, Moulded Seat | Bi-Directional | Cast Iron EN 1561 (BS 1452) Gr.200, Gr. 250 | Standard | Carbon Steel (EN8) | ASTM A 351 Gr. CF8M |  | EPDM |  | Wafer Flangeless |  | To suit BS 10 Table D & E, ASME B 16.1 Class 125, B 16.5 Class 150, EN 1092-2 PN 10, BS 4504 PN 10, IS 6392 Table 11 |  |  | PN 10 | 0˚C | 120˚C |  |  | EN 12266 Part 1&2 |  | 15 | Water | 11 | Water |  | None | 14175 | 35861 | 35861 |  | 250 | 160
BF1009 | 1IWE6CL-300mm | L&T | Butterfly Valve, Centric | EN 593 (BS 5155) |  | 300 |  | Sandwich, Wafer, Moulded Seat | Bi-Directional | Cast Iron EN 1561 (BS 1452) Gr.200, Gr. 250 | Standard | Carbon Steel (EN8) | ASTM A 351 Gr. CF8M |  | EPDM |  | Wafer Flangeless |  | To suit BS 10 Table D & E, ASME B 16.1 Class 125, B 16.5 Class 150, EN 1092-2 PN 10, BS 4504 PN 10, IS 6392 Table 11 |  |  | PN 10 | 0˚C | 120˚C |  |  | EN 12266 Part 1&2 |  | 15 | Water | 11 | Water |  | None | 19769 | 50895 | 50895 |  | 300 | 180
BF1010 | 1IWE6CG-350mm | L&T | Butterfly Valve, Centric | EN 593 (BS 5155) |  | 350 |  | Sandwich, Wafer, Moulded Seat | Bi-Directional | Cast Iron EN 1561 (BS 1452) Gr.200, Gr. 250 | Standard | Carbon Steel (EN8) | ASTM A 351 Gr. CF8M |  | EPDM |  | Wafer Flangeless |  | To suit BS 10 Table D & E, ASME B 16.1 Class 125, B 16.5 Class 150, EN 1092-2 PN 10, BS 4504 PN 10, IS 6392 Table 11 |  |  | PN 10 | 0˚C | 120˚C |  |  | EN 12266 Part 1&2 |  | 15 | Water | 11 | Water |  | None | XX | XX | XX |  | 350 | 526
BF1011 | 1IWE6CG-400mm | L&T | Butterfly Valve, Centric | EN 593 (BS 5155) |  | 400 |  | Sandwich, Wafer, Moulded Seat | Bi-Directional | Cast Iron EN 1561 (BS 1452) Gr.200, Gr. 250 | Standard | Carbon Steel (EN8) | ASTM A 351 Gr. CF8M |  | EPDM |  | Wafer Flangeless |  | To suit BS 10 Table D & E, ASME B 16.1 Class 125, B 16.5 Class 150, EN 1092-2 PN 10, BS 4504 PN 10, IS 6392 Table 11 |  |  | PN 10 | 0˚C | 120˚C |  |  | EN 12266 Part 1&2 |  | 15 | Water | 11 | Water |  | None | XX | XX | XX |  | 400 | 880
BF1012 | 1IWE6CG-450mm | L&T | Butterfly Valve, Centric | EN 593 (BS 5155) |  | 450 |  | Sandwich, Wafer, Moulded Seat | Bi-Directional | Cast Iron EN 1561 (BS 1452) Gr.200, Gr. 250 | Standard | Carbon Steel (EN8) | ASTM A 351 Gr. CF8M |  | EPDM |  | Wafer Flangeless |  | To suit BS 10 Table D & E, ASME B 16.1 Class 125, B 16.5 Class 150, EN 1092-2 PN 10, BS 4504 PN 10, IS 6392 Table 11 |  |  | PN 10 | 0˚C | 120˚C |  |  | EN 12266 Part 1&2 |  | 15 | Water | 11 | Water |  | None | XX | XX | XX |  | 450 | 1136
BF1013 | 1IWE6CG-500mm | L&T | Butterfly Valve, Centric | EN 593 (BS 5155) |  | 500 |  | Sandwich, Wafer, Moulded Seat | Bi-Directional | Cast Iron EN 1561 (BS 1452) Gr.200, Gr. 250 | Standard | Carbon Steel (EN8) | ASTM A 351 Gr. CF8M |  | EPDM |  | Wafer Flangeless |  | To suit BS 10 Table D & E, ASME B 16.1 Class 125, B 16.5 Class 150, EN 1092-2 PN 10, BS 4504 PN 10, IS 6392 Table 11 |  |  | PN 10 | 0˚C | 120˚C |  |  | EN 12266 Part 1&2 |  | 15 | Water | 11 | Water |  | None | XX | XX | XX |  | 500 | 1545
BF1014 | 1IWE6CG-600mm | L&T | Butterfly Valve, Centric | EN 593 (BS 5155) |  | 600 |  | Sandwich, Wafer, Moulded Seat | Bi-Directional | Cast Iron EN 1561 (BS 1452) Gr.200, Gr. 250 | Standard | Carbon Steel (EN8) | ASTM A 351 Gr. CF8M |  | EPDM |  | Wafer Flangeless |  | To suit BS 10 Table D & E, ASME B 16.1 Class 125, B 16.5 Class 150, EN 1092-2 PN 10, BS 4504 PN 10, IS 6392 Table 11 |  |  | PN 10 | 0˚C | 120˚C |  |  | EN 12266 Part 1&2 |  | 15 | Water | 11 | Water |  | None | XX | XX | XX |  | 600 | 2517
BF1015 | 1IWEICL-050mm | L&T | Butterfly Valve, Centric | EN 593 (BS 5155) |  | 50 |  | Sandwich, Wafer, Moulded Seat | Bi-Directional | Cast Iron EN 1561 (BS 1452) Gr.200, Gr. 250 | Standard | Carbon Steel (EN8) | Cast Iron EN 1561 (BS 1452) Gr.250 |  | EPDM |  | Wafer Flangeless |  | To suit BS 10 Table D & E, ASME B 16.1 Class 125, B 16.5 Class 150, EN 1092-2 PN 10, BS 4504 PN 10, IS 6392 Table 11 |  |  | PN 10 | 0˚C | 120˚C |  |  | EN 12266 Part 1&2 |  | 15 | Water | 11 | Water |  | None | 1387 | 3691 | 3691 |  | 50 | 8
BF1016 | 1IWEICL-065mm | L&T | Butterfly Valve, Centric | EN 593 (BS 5155) |  | 65 |  | Sandwich, Wafer, Moulded Seat | Bi-Directional | Cast Iron EN 1561 (BS 1452) Gr.200, Gr. 250 | Standard | Carbon Steel (EN8) | Cast Iron EN 1561 (BS 1452) Gr.250 |  | EPDM |  | Wafer Flangeless |  | To suit BS 10 Table D & E, ASME B 16.1 Class 125, B 16.5 Class 150, EN 1092-2 PN 10, BS 4504 PN 10, IS 6392 Table 11 |  |  | PN 10 | 0˚C | 120˚C |  |  | EN 12266 Part 1&2 |  | 15 | Water | 11 | Water |  | None | 1406 | 3840 | 3840 |  | 65 | 12
BF1017 | 1IWEICL-080mm | L&T | Butterfly Valve, Centric | EN 593 (BS 5155) |  | 80 |  | Sandwich, Wafer, Moulded Seat | Bi-Directional | Cast Iron EN 1561 (BS 1452) Gr.200, Gr. 250 | Standard | Carbon Steel (EN8) | Cast Iron EN 1561 (BS 1452) Gr.250 |  | EPDM |  | Wafer Flangeless |  | To suit BS 10 Table D & E, ASME B 16.1 Class 125, B 16.5 Class 150, EN 1092-2 PN 10, BS 4504 PN 10, IS 6392 Table 11 |  |  | PN 10 | 0˚C | 120˚C |  |  | EN 12266 Part 1&2 |  | 15 | Water | 11 | Water |  | None | 1648 | 4283 | 4283 |  | 80 | 16
BF1018 | 1IWEICL-100mm | L&T | Butterfly Valve, Centric | EN 593 (BS 5155) |  | 100 |  | Sandwich, Wafer, Moulded Seat | Bi-Directional | Cast Iron EN 1561 (BS 1452) Gr.200, Gr. 250 | Standard | Carbon Steel (EN8) | Cast Iron EN 1561 (BS 1452) Gr.250 |  | EPDM |  | Wafer Flangeless |  | To suit BS 10 Table D & E, ASME B 16.1 Class 125, B 16.5 Class 150, EN 1092-2 PN 10, BS 4504 PN 10, IS 6392 Table 11 |  |  | PN 10 | 0˚C | 120˚C |  |  | EN 12266 Part 1&2 |  | 15 | Water | 11 | Water |  | None | 2340 | 5870 | 5870 |  | 100 | 25
BF1019 | 1IWEICL-125mm | L&T | Butterfly Valve, Centric | EN 593 (BS 5155) |  | 125 |  | Sandwich, Wafer, Moulded Seat | Bi-Directional | Cast Iron EN 1561 (BS 1452) Gr.200, Gr. 250 | Standard | Carbon Steel (EN8) | Cast Iron EN 1561 (BS 1452) Gr.250 |  | EPDM |  | Wafer Flangeless |  | To suit BS 10 Table D & E, ASME B 16.1 Class 125, B 16.5 Class 150, EN 1092-2 PN 10, BS 4504 PN 10, IS 6392 Table 11 |  |  | PN 10 | 0˚C | 120˚C |  |  | EN 12266 Part 1&2 |  | 15 | Water | 11 | Water |  | None | 2791 | 7085 | 7085 |  | 125 | 40
BF1020 | 1IWEICL-150mm | L&T | Butterfly Valve, Centric | EN 593 (BS 5155) |  | 150 |  | Sandwich, Wafer, Moulded Seat | Bi-Directional | Cast Iron EN 1561 (BS 1452) Gr.200, Gr. 250 | Standard | Carbon Steel (EN8) | Cast Iron EN 1561 (BS 1452) Gr.250 |  | EPDM |  | Wafer Flangeless |  | To suit BS 10 Table D & E, ASME B 16.1 Class 125, B 16.5 Class 150, EN 1092-2 PN 10, BS 4504 PN 10, IS 6392 Table 11 |  |  | PN 10 | 0˚C | 120˚C |  |  | EN 12266 Part 1&2 |  | 15 | Water | 11 | Water |  | None | 3385 | 8540 | 8540 |  | 150 | 55
BF1021 | 1IWEICL-200mm | L&T | Butterfly Valve, Centric | EN 593 (BS 5155) |  | 200 |  | Sandwich, Wafer, Moulded Seat | Bi-Directional | Cast Iron EN 1561 (BS 1452) Gr.200, Gr. 250 | Standard | Carbon Steel (EN8) | Cast Iron EN 1561 (BS 1452) Gr.250 |  | EPDM |  | Wafer Flangeless |  | To suit BS 10 Table D & E, ASME B 16.1 Class 125, B 16.5 Class 150, EN 1092-2 PN 10, BS 4504 PN 10, IS 6392 Table 11 |  |  | PN 10 | 0˚C | 120˚C |  |  | EN 12266 Part 1&2 |  | 15 | Water | 11 | Water |  | None | 5859 | 14404 | 14404 |  | 200 | 105
BF1022 | 1IWEICL-250mm | L&T | Butterfly Valve, Centric | EN 593 (BS 5155) |  | 250 |  | Sandwich, Wafer, Moulded Seat | Bi-Directional | Cast Iron EN 1561 (BS 1452) Gr.200, Gr. 250 | Standard | Carbon Steel (EN8) | Cast Iron EN 1561 (BS 1452) Gr.250 |  | EPDM |  | Wafer Flangeless |  | To suit BS 10 Table D & E, ASME B 16.1 Class 125, B 16.5 Class 150, EN 1092-2 PN 10, BS 4504 PN 10, IS 6392 Table 11 |  |  | PN 10 | 0˚C | 120˚C |  |  | EN 12266 Part 1&2 |  | 15 | Water | 11 | Water |  | None | 8917 | 21784 | 21784 |  | 250 | 160
BF1023 | 1IWE1CL-300mm | L&T | Butterfly Valve, Centric | EN 593 (BS 5155) |  | 300 |  | Sandwich, Wafer, Moulded Seat | Bi-Directional | Cast Iron EN 1561 (BS 1452) Gr.200, Gr. 250 | Standard | Carbon Steel (EN8) | Cast Iron EN 1561 (BS 1452) Gr.250 |  | EPDM |  | Wafer Flangeless |  | To suit BS 10 Table D & E, ASME B 16.1 Class 125, B 16.5 Class 150, EN 1092-2 PN 10, BS 4504 PN 10, IS 6392 Table 11 |  |  | PN 10 | 0˚C | 120˚C |  |  | EN 12266 Part 1&2 |  | 15 | Water | 11 | Water |  | None | 11462 | 27387 | 27387 |  | 300 | 180
BF1024 | 1IWE1CG-350mm | L&T | Butterfly Valve, Centric | EN 593 (BS 5155) |  | 350 |  | Sandwich, Wafer, Moulded Seat | Bi-Directional | Cast Iron EN 1561 (BS 1452) Gr.200, Gr. 250 | Standard | Carbon Steel (EN8) | Cast Iron EN 1561 (BS 1452) Gr.250 |  | EPDM |  | Wafer Flangeless |  | To suit BS 10 Table D & E, ASME B 16.1 Class 125, B 16.5 Class 150, EN 1092-2 PN 10, BS 4504 PN 10, IS 6392 Table 11 |  |  | PN 10 | 0˚C | 120˚C |  |  | EN 12266 Part 1&2 |  | 15 | Water | 11 | Water |  | None | XX | XX | XX |  | 350 | 526
BF1025 | 1IWE1CG-400mm | L&T | Butterfly Valve, Centric | EN 593 (BS 5155) |  | 400 |  | Sandwich, Wafer, Moulded Seat | Bi-Directional | Cast Iron EN 1561 (BS 1452) Gr.200, Gr. 250 | Standard | Carbon Steel (EN8) | Cast Iron EN 1561 (BS 1452) Gr.250 |  | EPDM |  | Wafer Flangeless |  | To suit BS 10 Table D & E, ASME B 16.1 Class 125, B 16.5 Class 150, EN 1092-2 PN 10, BS 4504 PN 10, IS 6392 Table 11 |  |  | PN 10 | 0˚C | 120˚C |  |  | EN 12266 Part 1&2 |  | 15 | Water | 11 | Water |  | None | XX | XX | XX |  | 400 | 880
BF1026 | 1IWE1CG-450mm | L&T | Butterfly Valve, Centric | EN 593 (BS 5155) |  | 450 |  | Sandwich, Wafer, Moulded Seat | Bi-Directional | Cast Iron EN 1561 (BS 1452) Gr.200, Gr. 250 | Standard | Carbon Steel (EN8) | Cast Iron EN 1561 (BS 1452) Gr.250 |  | EPDM |  | Wafer Flangeless |  | To suit BS 10 Table D & E, ASME B 16.1 Class 125, B 16.5 Class 150, EN 1092-2 PN 10, BS 4504 PN 10, IS 6392 Table 11 |  |  | PN 10 | 0˚C | 120˚C |  |  | EN 12266 Part 1&2 |  | 15 | Water | 11 | Water |  | None | XX | XX | XX |  | 450 | 1136
BF1027 | 1IWE1CG-500mm | L&T | Butterfly Valve, Centric | EN 593 (BS 5155) |  | 500 |  | Sandwich, Wafer, Moulded Seat | Bi-Directional | Cast Iron EN 1561 (BS 1452) Gr.200, Gr. 250 | Standard | Carbon Steel (EN8) | Cast Iron EN 1561 (BS 1452) Gr.250 |  | EPDM |  | Wafer Flangeless |  | To suit BS 10 Table D & E, ASME B 16.1 Class 125, B 16.5 Class 150, EN 1092-2 PN 10, BS 4504 PN 10, IS 6392 Table 11 |  |  | PN 10 | 0˚C | 120˚C |  |  | EN 12266 Part 1&2 |  | 15 | Water | 11 | Water |  | None | XX | XX | XX |  | 500 | 1545
BF1028 | 1IWE1CG-600mm | L&T | Butterfly Valve, Centric | EN 593 (BS 5155) |  | 600 |  | Sandwich, Wafer, Moulded Seat | Bi-Directional | Cast Iron EN 1561 (BS 1452) Gr.200, Gr. 250 | Standard | Carbon Steel (EN8) | Cast Iron EN 1561 (BS 1452) Gr.250 |  | EPDM |  | Wafer Flangeless |  | To suit BS 10 Table D & E, ASME B 16.1 Class 125, B 16.5 Class 150, EN 1092-2 PN 10, BS 4504 PN 10, IS 6392 Table 11 |  |  | PN 10 | 0˚C | 120˚C |  |  | EN 12266 Part 1&2 |  | 15 | Water | 11 | Water |  | None | XX | XX | XX |  | 600 | 2517
BF1029 | 1IWNICL-050mm | L&T | Butterfly Valve, Centric | EN 593 (BS 5155) |  | 50 |  | Sandwich, Wafer, Moulded Seat | Bi-Directional | Cast Iron EN 1561 (BS 1452) Gr.200, Gr. 250 | Standard | Carbon Steel (EN8) | Cast Iron EN 1561 (BS 1452) Gr.250 |  | Nitirle |  | Wafer Flangeless |  | To suit BS 10 Table D & E, ASME B 16.1 Class 125, B 16.5 Class 150, EN 1092-2 PN 10, BS 4504 PN 10, IS 6392 Table 11 |  |  | PN 10 | 0˚C | 120˚C |  |  | EN 12266 Part 1&2 |  | 15 | Water | 11 | Water |  | None | 1350 | 3572 | 3572 |  | 50 | 8
BF1030 | 1IWNICL-065mm | L&T | Butterfly Valve, Centric | EN 593 (BS 5155) |  | 65 |  | Sandwich, Wafer, Moulded Seat | Bi-Directional | Cast Iron EN 1561 (BS 1452) Gr.200, Gr. 250 | Standard | Carbon Steel (EN8) | Cast Iron EN 1561 (BS 1452) Gr.250 |  | Nitirle |  | Wafer Flangeless |  | To suit BS 10 Table D & E, ASME B 16.1 Class 125, B 16.5 Class 150, EN 1092-2 PN 10, BS 4504 PN 10, IS 6392 Table 11 |  |  | PN 10 | 0˚C | 120˚C |  |  | EN 12266 Part 1&2 |  | 15 | Water | 11 | Water |  | None | 1385 | 3660 | 3660 |  | 65 | 12
BF1031 | 1IWNICL-080mm | L&T | Butterfly Valve, Centric | EN 593 (BS 5155) |  | 80 |  | Sandwich, Wafer, Moulded Seat | Bi-Directional | Cast Iron EN 1561 (BS 1452) Gr.200, Gr. 250 | Standard | Carbon Steel (EN8) | Cast Iron EN 1561 (BS 1452) Gr.250 |  | Nitirle |  | Wafer Flangeless |  | To suit BS 10 Table D & E, ASME B 16.1 Class 125, B 16.5 Class 150, EN 1092-2 PN 10, BS 4504 PN 10, IS 6392 Table 11 |  |  | PN 10 | 0˚C | 120˚C |  |  | EN 12266 Part 1&2 |  | 15 | Water | 11 | Water |  | None | 1628 | 4043 | 4043 |  | 80 | 16
BF1032 | 1IWNICL-100mm | L&T | Butterfly Valve, Centric | EN 593 (BS 5155) |  | 100 |  | Sandwich, Wafer, Moulded Seat | Bi-Directional | Cast Iron EN 1561 (BS 1452) Gr.200, Gr. 250 | Standard | Carbon Steel (EN8) | Cast Iron EN 1561 (BS 1452) Gr.250 |  | Nitirle |  | Wafer Flangeless |  | To suit BS 10 Table D & E, ASME B 16.1 Class 125, B 16.5 Class 150, EN 1092-2 PN 10, BS 4504 PN 10, IS 6392 Table 11 |  |  | PN 10 | 0˚C | 120˚C |  |  | EN 12266 Part 1&2 |  | 15 | Water | 11 | Water |  | None | 2274 | 5546 | 5546 |  | 100 | 25
BF1033 | 1IWNICL-125mm | L&T | Butterfly Valve, Centric | EN 593 (BS 5155) |  | 125 |  | Sandwich, Wafer, Moulded Seat | Bi-Directional | Cast Iron EN 1561 (BS 1452) Gr.200, Gr. 250 | Standard | Carbon Steel (EN8) | Cast Iron EN 1561 (BS 1452) Gr.250 |  | Nitirle |  | Wafer Flangeless |  | To suit BS 10 Table D & E, ASME B 16.1 Class 125, B 16.5 Class 150, EN 1092-2 PN 10, BS 4504 PN 10, IS 6392 Table 11 |  |  | PN 10 | 0˚C | 120˚C |  |  | EN 12266 Part 1&2 |  | 15 | Water | 11 | Water |  | None | 2676 | 6652 | 6652 |  | 125 | 40
BF1034 | 1IWNICL-150mm | L&T | Butterfly Valve, Centric | EN 593 (BS 5155) |  | 150 |  | Sandwich, Wafer, Moulded Seat | Bi-Directional | Cast Iron EN 1561 (BS 1452) Gr.200, Gr. 250 | Standard | Carbon Steel (EN8) | Cast Iron EN 1561 (BS 1452) Gr.250 |  | Nitirle |  | Wafer Flangeless |  | To suit BS 10 Table D & E, ASME B 16.1 Class 125, B 16.5 Class 150, EN 1092-2 PN 10, BS 4504 PN 10, IS 6392 Table 11 |  |  | PN 10 | 0˚C | 120˚C |  |  | EN 12266 Part 1&2 |  | 15 | Water | 11 | Water |  | None | 3301 | 7951 | 7951 |  | 150 | 55
BF1035 | 1IWNICL-200mm | L&T | Butterfly Valve, Centric | EN 593 (BS 5155) |  | 200 |  | Sandwich, Wafer, Moulded Seat | Bi-Directional | Cast Iron EN 1561 (BS 1452) Gr.200, Gr. 250 | Standard | Carbon Steel (EN8) | Cast Iron EN 1561 (BS 1452) Gr.250 |  | Nitirle |  | Wafer Flangeless |  | To suit BS 10 Table D & E, ASME B 16.1 Class 125, B 16.5 Class 150, EN 1092-2 PN 10, BS 4504 PN 10, IS 6392 Table 11 |  |  | PN 10 | 0˚C | 120˚C |  |  | EN 12266 Part 1&2 |  | 15 | Water | 11 | Water |  | None | 5576 | 13629 | 13629 |  | 200 | 105
BF1036 | 1IWNICL-250mm | L&T | Butterfly Valve, Centric | EN 593 (BS 5155) |  | 250 |  | Sandwich, Wafer, Moulded Seat | Bi-Directional | Cast Iron EN 1561 (BS 1452) Gr.200, Gr. 250 | Standard | Carbon Steel (EN8) | Cast Iron EN 1561 (BS 1452) Gr.250 |  | Nitirle |  | Wafer Flangeless |  | To suit BS 10 Table D & E, ASME B 16.1 Class 125, B 16.5 Class 150, EN 1092-2 PN 10, BS 4504 PN 10, IS 6392 Table 11 |  |  | PN 10 | 0˚C | 120˚C |  |  | EN 12266 Part 1&2 |  | 15 | Water | 11 | Water |  | None | 8716 | 20715 | 20715 |  | 250 | 160
BF1037 | 1IWN1CL-300mm | L&T | Butterfly Valve, Centric | EN 593 (BS 5155) |  | 300 |  | Sandwich, Wafer, Moulded Seat | Bi-Directional | Cast Iron EN 1561 (BS 1452) Gr.200, Gr. 250 | Standard | Carbon Steel (EN8) | Cast Iron EN 1561 (BS 1452) Gr.250 |  | Nitirle |  | Wafer Flangeless |  | To suit BS 10 Table D & E, ASME B 16.1 Class 125, B 16.5 Class 150, EN 1092-2 PN 10, BS 4504 PN 10, IS 6392 Table 11 |  |  | PN 10 | 0˚C | 120˚C |  |  | EN 12266 Part 1&2 |  | 15 | Water | 11 | Water |  | None | 11209 | 26065 | 26065 |  | 300 | 180
BF1038 | 1IWN1CG-350mm | L&T | Butterfly Valve, Centric | EN 593 (BS 5155) |  | 350 |  | Sandwich, Wafer, Moulded Seat | Bi-Directional | Cast Iron EN 1561 (BS 1452) Gr.200, Gr. 250 | Standard | Carbon Steel (EN8) | Cast Iron EN 1561 (BS 1452) Gr.250 |  | Nitirle |  | Wafer Flangeless |  | To suit BS 10 Table D & E, ASME B 16.1 Class 125, B 16.5 Class 150, EN 1092-2 PN 10, BS 4504 PN 10, IS 6392 Table 11 |  |  | PN 10 | 0˚C | 120˚C |  |  | EN 12266 Part 1&2 |  | 15 | Water | 11 | Water |  | None | XX | XX | XX |  | 350 | 526
BF1039 | 1IWN1CG-400mm | L&T | Butterfly Valve, Centric | EN 593 (BS 5155) |  | 400 |  | Sandwich, Wafer, Moulded Seat | Bi-Directional | Cast Iron EN 1561 (BS 1452) Gr.200, Gr. 250 | Standard | Carbon Steel (EN8) | Cast Iron EN 1561 (BS 1452) Gr.250 |  | Nitirle |  | Wafer Flangeless |  | To suit BS 10 Table D & E, ASME B 16.1 Class 125, B 16.5 Class 150, EN 1092-2 PN 10, BS 4504 PN 10, IS 6392 Table 11 |  |  | PN 10 | 0˚C | 120˚C |  |  | EN 12266 Part 1&2 |  | 15 | Water | 11 | Water |  | None | XX | XX | XX |  | 400 | 880
BF1040 | 1IWN1CG-450mm | L&T | Butterfly Valve, Centric | EN 593 (BS 5155) |  | 450 |  | Sandwich, Wafer, Moulded Seat | Bi-Directional | Cast Iron EN 1561 (BS 1452) Gr.200, Gr. 250 | Standard | Carbon Steel (EN8) | Cast Iron EN 1561 (BS 1452) Gr.250 |  | Nitirle |  | Wafer Flangeless |  | To suit BS 10 Table D & E, ASME B 16.1 Class 125, B 16.5 Class 150, EN 1092-2 PN 10, BS 4504 PN 10, IS 6392 Table 11 |  |  | PN 10 | 0˚C | 120˚C |  |  | EN 12266 Part 1&2 |  | 15 | Water | 11 | Water |  | None | XX | XX | XX |  | 450 | 1136
BF1041 | 1IWN1CG-500mm | L&T | Butterfly Valve, Centric | EN 593 (BS 5155) |  | 500 |  | Sandwich, Wafer, Moulded Seat | Bi-Directional | Cast Iron EN 1561 (BS 1452) Gr.200, Gr. 250 | Standard | Carbon Steel (EN8) | Cast Iron EN 1561 (BS 1452) Gr.250 |  | Nitirle |  | Wafer Flangeless |  | To suit BS 10 Table D & E, ASME B 16.1 Class 125, B 16.5 Class 150, EN 1092-2 PN 10, BS 4504 PN 10, IS 6392 Table 11 |  |  | PN 10 | 0˚C | 120˚C |  |  | EN 12266 Part 1&2 |  | 15 | Water | 11 | Water |  | None | XX | XX | XX |  | 500 | 1545
BF1042 | 1IWN1CG-600mm | L&T | Butterfly Valve, Centric | EN 593 (BS 5155) |  | 600 |  | Sandwich, Wafer, Moulded Seat | Bi-Directional | Cast Iron EN 1561 (BS 1452) Gr.200, Gr. 250 | Standard | Carbon Steel (EN8) | Cast Iron EN 1561 (BS 1452) Gr.250 |  | Nitirle |  | Wafer Flangeless |  | To suit BS 10 Table D & E, ASME B 16.1 Class 125, B 16.5 Class 150, EN 1092-2 PN 10, BS 4504 PN 10, IS 6392 Table 11 |  |  | PN 10 | 0˚C | 120˚C |  |  | EN 12266 Part 1&2 |  | 15 | Water | 11 | Water |  | None | XX | XX | XX |  | 600 | 2517

## BUTTERFLY VALVE PN16
Bare Valve Code | Model | Make | Valve Type | Design Standard | Face to Face | Valve Size | Port Size | Body Style | Flow Direction | Body & Bonnet Material | Type Of Bonnet | Stem Material | Trim Material | Internal Type | Seat Material | Characteristics | End Connections | Flange Dimensions | Drilling | Bonnet Packing | Body Packing | Pressure Rating | Min Temp Rating( Deg C) | Max Temp Rating( Deg C) | Valve Kv | Hardware | Testing Standard | Leakage Class | Body Hydro Test Pressure | Body Hydro Test Fluid | Seat Leakage Test Pressure | Seat Leakage Test Fluid | Product Group | Certification | SPR Rate (INR) | Offer Rate | L&T LP 24 | Blank | DN | BTO
BF1043 | 2IWNGSL-050MM | L&T | Butterfly Valve, Centric | EN 593 (BS 5155) |  | 50 |  | Sandwich, Wafer, Moulded Seat | Bi-Directional | Cast Iron IS 1561 EN GJL-250 | Standard | ASTM A479 Type 410 | SG Iron to EN 1563-400 / 18 with Nylon-coating |  | Nitirle |  | Wafer Flangeless |  | To suit BS 10 Table D & E, ASME B 16.1 Class 125, B 16.5 Class 150, EN 1092-2 PN 10, BS 4504 PN 10, IS 6392 Table 11 |  |  | PN 16 | 0˚C | 120˚C |  |  | EN 12266 Part 1&2 |  | 24 | Water | 17.6 | Water |  | None | 1442 | 3597 | 3597 |  | 50 | 8
BF1044 | 2IWNGSL-065MM | L&T | Butterfly Valve, Centric | EN 593 (BS 5155) |  | 65 |  | Sandwich, Wafer, Moulded Seat | Bi-Directional | Cast Iron IS 1561 EN GJL-250 | Standard | ASTM A479 Type 410 | SG Iron to EN 1563-400 / 18 with Nylon-coating |  | Nitirle |  | Wafer Flangeless |  | To suit BS 10 Table D & E, ASME B 16.1 Class 125, B 16.5 Class 150, EN 1092-2 PN 10, BS 4504 PN 10, IS 6392 Table 11 |  |  | PN 16 | 0˚C | 120˚C |  |  | EN 12266 Part 1&2 |  | 24 | Water | 17.6 | Water |  | None | 1531 | 3845 | 3845 |  | 65 | 15
BF1045 | 2IWNGSL-080MM | L&T | Butterfly Valve, Centric | EN 593 (BS 5155) |  | 80 |  | Sandwich, Wafer, Moulded Seat | Bi-Directional | Cast Iron IS 1561 EN GJL-250 | Standard | ASTM A479 Type 410 | SG Iron to EN 1563-400 / 18 with Nylon-coating |  | Nitirle |  | Wafer Flangeless |  | To suit BS 10 Table D & E, ASME B 16.1 Class 125, B 16.5 Class 150, EN 1092-2 PN 10, BS 4504 PN 10, IS 6392 Table 11 |  |  | PN 16 | 0˚C | 120˚C |  |  | EN 12266 Part 1&2 |  | 24 | Water | 17.6 | Water |  | None | 1731 | 4286 | 4286 |  | 80 | 18
BF1046 | 2IWNGSL-100MM | L&T | Butterfly Valve, Centric | EN 593 (BS 5155) |  | 100 |  | Sandwich, Wafer, Moulded Seat | Bi-Directional | Cast Iron IS 1561 EN GJL-250 | Standard | ASTM A479 Type 410 | SG Iron to EN 1563-400 / 18 with Nylon-coating |  | Nitirle |  | Wafer Flangeless |  | To suit BS 10 Table D & E, ASME B 16.1 Class 125, B 16.5 Class 150, EN 1092-2 PN 10, BS 4504 PN 10, IS 6392 Table 11 |  |  | PN 16 | 0˚C | 120˚C |  |  | EN 12266 Part 1&2 |  | 24 | Water | 17.6 | Water |  | None | 2513 | 5864 | 5864 |  | 100 | 30
BF1047 | 2IWNGSL-125MM | L&T | Butterfly Valve, Centric | EN 593 (BS 5155) |  | 125 |  | Sandwich, Wafer, Moulded Seat | Bi-Directional | Cast Iron IS 1561 EN GJL-250 | Standard | ASTM A479 Type 410 | SG Iron to EN 1563-400 / 18 with Nylon-coating |  | Nitirle |  | Wafer Flangeless |  | To suit BS 10 Table D & E, ASME B 16.1 Class 125, B 16.5 Class 150, EN 1092-2 PN 10, BS 4504 PN 10, IS 6392 Table 11 |  |  | PN 16 | 0˚C | 120˚C |  |  | EN 12266 Part 1&2 |  | 24 | Water | 17.6 | Water |  | None | 2928 | 7103 | 7103 |  | 125 | 46
BF1048 | 2IWNGSL-150MM | L&T | Butterfly Valve, Centric | EN 593 (BS 5155) |  | 150 |  | Sandwich, Wafer, Moulded Seat | Bi-Directional | Cast Iron IS 1561 EN GJL-250 | Standard | ASTM A479 Type 410 | SG Iron to EN 1563-400 / 18 with Nylon-coating |  | Nitirle |  | Wafer Flangeless |  | To suit BS 10 Table D & E, ASME B 16.1 Class 125, B 16.5 Class 150, EN 1092-2 PN 10, BS 4504 PN 10, IS 6392 Table 11 |  |  | PN 16 | 0˚C | 120˚C |  |  | EN 12266 Part 1&2 |  | 24 | Water | 17.6 | Water |  | None | 4177 | 8635 | 8635 |  | 150 | 69
BF1049 | 2IWNGSL-200MM | L&T | Butterfly Valve, Centric | EN 593 (BS 5155) |  | 200 |  | Sandwich, Wafer, Moulded Seat | Bi-Directional | Cast Iron IS 1561 EN GJL-250 | Standard | ASTM A479 Type 410 | SG Iron to EN 1563-400 / 18 with Nylon-coating |  | Nitirle |  | Wafer Flangeless |  | To suit BS 10 Table D & E, ASME B 16.1 Class 125, B 16.5 Class 150, EN 1092-2 PN 10, BS 4504 PN 10, IS 6392 Table 11 |  |  | PN 16 | 0˚C | 120˚C |  |  | EN 12266 Part 1&2 |  | 24 | Water | 17.6 | Water |  | None | 6333 | 15665 | 15665 |  | 200 | 122
BF1050 | 2IWNGSL-250MM | L&T | Butterfly Valve, Centric | EN 593 (BS 5155) |  | 250 |  | Sandwich, Wafer, Moulded Seat | Bi-Directional | Cast Iron IS 1561 EN GJL-250 | Standard | ASTM A479 Type 410 | SG Iron to EN 1563-400 / 18 with Nylon-coating |  | Nitirle |  | Wafer Flangeless |  | To suit BS 10 Table D & E, ASME B 16.1 Class 125, B 16.5 Class 150, EN 1092-2 PN 10, BS 4504 PN 10, IS 6392 Table 11 |  |  | PN 16 | 0˚C | 120˚C |  |  | EN 12266 Part 1&2 |  | 24 | Water | 17.6 | Water |  | None | 9432 | 22549 | 22549 |  | 250 | 240
BF1051 | 2IWNGSL-300MM | L&T | Butterfly Valve, Centric | EN 593 (BS 5155) |  | 300 |  | Sandwich, Wafer, Moulded Seat | Bi-Directional | Cast Iron IS 1561 EN GJL-250 | Standard | ASTM A479 Type 410 | SG Iron to EN 1563-400 / 18 with Nylon-coating |  | Nitirle |  | Wafer Flangeless |  | To suit BS 10 Table D & E, ASME B 16.1 Class 125, B 16.5 Class 150, EN 1092-2 PN 10, BS 4504 PN 10, IS 6392 Table 11 |  |  | PN 16 | 0˚C | 120˚C |  |  | EN 12266 Part 1&2 |  | 24 | Water | 17.6 | Water |  | None | 12084 | 31754 | 31754 |  | 300 | 313